## Sheet1
Inventories 2022-02-18 15:17:12
| Description | Category | Subcategory | Ref. ID | Expired Date | Quantity | Threshold | Purchased Date | Location | Remarks | Image
| 200000 - ADAPTOR- METAL 3/4" X 3/4" CW LOCKNUT | Electrical | Accessories | 200000 |  | 16 | 3 |  | Zone > SIA-ALH (Inventory)
| 200001 - ADAPTOR- BLACK SPN FEMALE 20MM | Electrical | Accessories | 200001 |  | 11 | 3 |  | Zone > SIA-ALH (Inventory)
| 200002 - ADAPTOR -METAL 1""x1""C/W LOCKNUTS" | Electrical | Accessories | 200002 |  | 23 | 3 |  | Zone > SIA-ALH (Inventory)
| 200003 - BALLAST - 1000W EYE - H10CC | Electrical | Ballast | 200003 |  | 0 | 2 |  | Zone > SIA-ALH (Inventory)
| 200004 - BALLAST - 40 WATTS - LEC 40 | Electrical | Ballast | 200004 |  | 211 | 20 |  | Zone > SIA-ALH (Inventory)
| 200005 - BALLAST - ELECTRONIC - PHILIP | Electrical | Ballast | 200005 |  | 10 | 3 |  | Zone > SIA-ALH (Inventory)
| 200006 - BALLAST - EXIT LIGHT 8W | Electrical | Ballast | 200006 |  | 15 | 3 |  | Zone > SIA-ALH (Inventory)
| 200007 - BALLAST - L20W - VOSSLOH | Electrical | Ballast | 200007 |  | 0 | 3 |  | Zone > SIA-ALH (Inventory)
| 200008 - BALLAST - MERCURY 400W - H4 C | Electrical | Ballast | 200008 |  | 6 | 3 |  | Zone > SIA-ALH (Inventory)
| 200009 -BALLAST - MERCURY 700W - H7 C | Electrical | Ballast | 200009 |  | 4 | 3 |  | Zone > SIA-ALH (Inventory)
| 200010 - BALLAST - PHILIP - HF P136 | Electrical | Ballast | 200010 |  | 25 | 10 |  | Zone > SIA-ALH (Inventory)
| 200011 - BALLAST - PLC - 26W/41-827 | Electrical | Ballast | 200011 |  | 0 | 1 |  | Zone > SIA-ALH (Inventory)
| 200012 - BALLAST - PLC - PHILIP - 13W | Electrical | Ballast | 200012 |  | 5 | 1 |  | Zone > SIA-ALH (Inventory)
| 200013 - BALLAST - HP SODIUM 250W | Electrical | Ballast | 200013 |  | 14 | 3 |  | Zone > SIA-ALH (Inventory)
| 200015 - BOX - 2G ALUM SURFACE | Electrical | Accessories | 200015 |  | 30 | 10 |  | Zone > SIA-ALH (Inventory)
| 200016 - BOX - METAL 2 WAY 1" | Electrical | Accessories | 200016 |  | 35 | 10 |  | Zone > SIA-ALH (Inventory)
| 200017 - BOX - METAL 4 WAY 1" | Electrical | Accessories | 200017 |  | 18 | 10 |  | Zone > SIA-ALH (Inventory)
| 200018 - BOX - METAL 1 WAY 3/4" | Electrical | Accessories | 200018 |  | 25 | 10 |  | Zone > SIA-ALH (Inventory)
| 200019 - BOX - METAL 2 WAY 3/4" | Electrical | Accessories | 200019 |  | 6 | 2 |  | Zone > SIA-ALH (Inventory)
| 200020 - BOX - METAL ANGLE 3/4" | Electrical | Accessories | 200020 |  | 26 | 10 |  | Zone > SIA-ALH (Inventory)
| 200021 - BOX - METAL TEE 3/4" | Electrical | Accessories | 200021 |  | 54 | 10 |  | Zone > SIA-ALH (Inventory)
| 200022 - BOX - METAL TEE 1" | Electrical | Accessories | 200022 |  | 19 | 10 |  | Zone > SIA-ALH (Inventory)
| 200024 - BOX - MOULDED PVC 2G SURFACE | Electrical | Accessories | 200024 |  | 24 | 10 |  | Zone > SIA-ALH (Inventory)
| 200025 - BOX - PVC 2 WAY 20MM | Electrical | Accessories | 200025 |  | 18 | 10 |  | Zone > SIA-ALH (Inventory)
| 200026 - BREAKER - 1P HBH 20A - MITSUB | Electrical | Circuit Breaker | 200026 |  | 3 | 1 |  | Zone > SIA-ALH (Inventory)
| 200029 - BULB - 18W - OSRAM - SOX BY22D | Electrical | Bulb | 200029 |  | 23 | 10 |  | Zone > SIA-ALH (Inventory)
| 200030 - BULB - DULUX-S 7W - OSRAM | Electrical | Bulb | 200030 |  | 5 | 2 |  | Zone > SIA-ALH (Inventory)
| 200031 - BULB - FLOOD 80W E27 - PHILI | Electrical | Bulb | 200031 |  | 3 | 1 |  | Zone > SIA-ALH (Inventory)
| 200032 - BULB - FROSTED 60W PIN - PHI | Electrical | Bulb | 200032 |  | 2 | 1 |  | Zone > SIA-ALH (Inventory)
| 200035 - BULB - INDICATOR 6.3V E12 | Electrical | Bulb | 200035 |  | 75 | 10 |  | Zone > SIA-ALH (Inventory)
| 200036 - BULB - INDICATOR 6V 1.5W - B | Electrical | Bulb | 200036 |  | 81 | 10 |  | Zone > SIA-ALH (Inventory)
| 200037 - BULB - INDICATOR (L28MMx8MM) | Electrical | Bulb | 200037 |  | 137 | 10 |  | Zone > SIA-ALH (Inventory)
| 200038 - BULB - INDICATOR 28V - BA92 | Electrical | Bulb | 200038 |  | 85 | 10 |  | Zone > SIA-ALH (Inventory)
| 200039 - BULB - INDICATOR 6.3V 1W - IZ | Electrical | Bulb | 200039 |  | 12 | 5 |  | Zone > SIA-ALH (Inventory)
| 200041 - BULB - METAL HALIDE 1000W | Electrical | Bulb | 200041 |  | 24 | 10 |  | Zone > SIA-ALH (Inventory)
| 200042 - BULB - REFLECTOR 240V 300W | Electrical | Bulb | 200042 |  | 10 | 5 |  | Zone > SIA-ALH (Inventory)
| 200043 - BULB - REFLECTOR 60W E27 - P | Electrical | Bulb | 200043 |  | 10 | 5 |  | Zone > SIA-ALH (Inventory)
| 200044 - BULB - SODIUM E40 - TESLA - | Electrical | Bulb | 200044 |  | 20 | 10 |  | Zone > SIA-ALH (Inventory)
| 200045 - BULB - SODIUM 250W - OSRAM - | Electrical | Bulb | 200045 |  | 11 | 5 |  | Zone > SIA-ALH (Inventory)
| 200047 - BULB - SPOTLIGHT 100W - CONCE | Electrical | Bulb | 200047 |  | 13 | 5 |  | Zone > SIA-ALH (Inventory)
| 200048 - BULB - SPOTLIGHT PAR/SP/27 - | Electrical | Bulb | 200048 |  | 9 | 5 |  | Zone > SIA-ALH (Inventory)
| 200049 - BULB - TUNGSTEN 25W PIN | Electrical | Bulb | 200049 |  | 56 | 10 |  | Zone > SIA-ALH (Inventory)
| 200051 - BULB - TUNGSTEN CLEAR 40W ES | Electrical | Bulb | 200051 |  | 47 | 10 |  | Zone > SIA-ALH (Inventory)
| 200052 - BULB - TUNGSTEN CLEAR 25W | Electrical | Bulb | 200052 |  | 37 | 10 |  | Zone > SIA-ALH (Inventory)
| 200053 - BULB - TUNGSTEN LAMP CLEAR 60 | Electrical | Bulb | 200053 |  | 20 | 10 |  | Zone > SIA-ALH (Inventory)
| 200054 - BULB- SOFT WARM 15W E27 - NAT | Electrical | Bulb | 200054 |  | 14 | 5 |  | Zone > SIA-ALH (Inventory)
| 200055 - BUSH - METAL 1" BRASS MALE | Electrical | Accessories | 200055 |  | 33 | 10 |  | Zone > SIA-ALH (Inventory)
| 200056 - BUSH - METAL 3/4" BRASS MAL | Electrical | Accessories | 200056 |  | 26 | 10 |  | Zone > SIA-ALH (Inventory)
| 200057 - CABLE - FR 3 CORE 1.5MM2 - RA | Electrical | Cabling | 200057 |  | 1 | 0 |  | Zone > SIA-ALH (Inventory)
| 200061 - CABLE - PVC 1.5MM RED (CO) | Electrical | Cabling | 200061 |  | 2 | 0 |  | Zone > SIA-ALH (Inventory)
| 200062 - ABLE - PVC 1.5MM GREEN/YELLOW (CO) | Electrical | Cabling | 200062 |  | 0 | 0 |  | Zone > SIA-ALH (Inventory)
| 200069 - CAPACITOR - 6.5UF 230V AC - P | Electrical | Capacitor | 200069 |  | 10 | 3 |  | Zone > SIA-ALH (Inventory)
| 200070 - CAPACITOR - IGNITOR/CAP - SNT | Electrical | Capacitor | 200070 |  | 13 | 5 |  | Zone > SIA-ALH (Inventory)
| 200071 - RD - SENSOR H/Dryer - BUNN | Building | Accessories | 200071 |  | 8 | 3 |  | Zone > SIA-ALH (Inventory)
| 200073 - CLOCK - SLAVE - SEIKO - SC 419 | Hardware | Building | 200073 |  | 2 | 1 |  | Zone > SIA-ALH (Inventory)
| 200074 - CONDUIT - METAL 1"" | Electrical | Conduit | 200074 |  | 0 | 1 |  | Zone > SIA-ALH (Inventory)
| 200076 - CONDUIT - METAL 3/4" FLEXIBLE | Electrical | Conduit | 200076 |  | 20 | 5 |  | Zone > SIA-ALH (Inventory)
| 200078 - CONDUIT - PVC BLACK 20MM | Electrical | Conduit | 200078 |  | 19 | 10 |  | Zone > SIA-ALH (Inventory)
| 200079 - CONNECTION UNIT - WHI 13A - MK1076 | Electrical | Accessories | 200079 |  | 21 | 10 |  | Zone > SIA-ALH (Inventory)
| 200080 - CONNECTOR - PLASTIC 10MM | Electrical | Accessories | 200080 |  | 36 | 10 |  | Zone > SIA-ALH (Inventory)
| 200081 - CONNECTOR - PLASTIC 12MM | Electrical | Accessories | 200081 |  | 40 | 10 |  | Zone > SIA-ALH (Inventory)
| 200082 - CONNECTOR - PLASTIC 16MM | Electrical | Accessories | 200082 |  | 40 | 10 |  | Zone > SIA-ALH (Inventory)
| 200083 - CONNECTOR - PLASTIC 5A 12 WAY | Electrical | Accessories | 200083 |  | 40 | 10 |  | Zone > SIA-ALH (Inventory)
| 200085 - CONTACTOR - MAGNETIC COIL - H | Electrical | Contactor | 200085 |  | 2 | 1 |  | Zone > SIA-ALH (Inventory)
| 200086 - COVER - METAL DOME 3/4 | Electrical | Accessories | 200086 |  | 16 | 5 |  | Zone > SIA-ALH (Inventory)
| 200093 - DIFFUSER - ACRYLIC 3F x 2 x 3 | Hardware | Building | 200093 |  | 0 | 5 |  | Zone > SIA-ALH (Inventory)
| 200094 - DIFFUSER - ACRYLIC PRISMATIC | Building | Accessories | 200094 |  | 65 | 10 |  | Zone > SIA-ALH (Inventory)
| 200095 - DIFFUSER - ACRYLIC PRISMATIC | Building | Accessories | 200095 |  | 11 | 3 |  | Zone > SIA-ALH (Inventory)
| 200096 - DIFFUSER - ACRYLIC PRISMATIC | Building | Accessories | 200096 |  | 103 | 10 |  | Zone > SIA-ALH (Inventory)
| 200099 - ELBOW - METAL 3/4" | Electrical | Accessories | 200099 |  | 18 | 5 |  | Zone > SIA-ALH (Inventory)
| 200100 - ELBOW - PVC 20MM | Electrical | Accessories | 200100 |  | 21 | 10 |  | Zone > SIA-ALH (Inventory)
| 200101 - ELCB - 2P 40/0.03A - ABB | Electrical | Circuit Breaker | 200101 |  | 0 | 1 |  | Zone > SIA-ALH (Inventory)
| 200102 - ELCB - 2P 40/0.03A - F&G | Electrical | Circuit Breaker | 200102 |  | 0 | 1 |  | Zone > SIA-ALH (Inventory)
| 200103 - ELCB - 2P 63/0.1A - A&G | Electrical | Circuit Breaker | 200103 |  | 12 | 5 |  | Zone > SIA-ALH (Inventory)
| 200104 - ELCB - 2P 63/0.3A - F&G | Electrical | Circuit Breaker | 200104 |  | 1 | 1 |  | Zone > SIA-ALH (Inventory)
| 200105 - ELCB - 2P 63/0.5A | Electrical | Circuit Breaker | 200105 |  | 15 | 5 |  | Zone > SIA-ALH (Inventory)
| 200106 - ELCB - 4P 40/0.03A - F&G | Electrical | Circuit Breaker | 200106 |  | 2 | 1 |  | Zone > SIA-ALH (Inventory)
| 200107 - ELCB - 4P 63/0.1A - ABB | Electrical | Circuit Breaker | 200107 |  | 0 | 1 |  | Zone > SIA-ALH (Inventory)
| 200110 - ELCB - 4P 63/0.3A - ABB | Electrical | Circuit Breaker | 200110 |  | 0 | 1 |  | Zone > SIA-ALH (Inventory)
| 200111 - ELEMENT - HEATER 2KW H/Dryer | Hardware | Building | 200111 |  | 1 | 1 |  | Zone > SIA-ALH (Inventory)
| 200112 - END CAP - LIGHT FITTING 1x4FT | Electrical | Accessories | 200112 |  | 18 | 5 |  | Zone > SIA-ALH (Inventory)
| 200113 - END CAP - LIGHT FITTING 2x4FT | Electrical | Accessories | 200113 |  | 1 | 1 |  | Zone > SIA-ALH (Inventory)
| 200115 - FITTING - 2x20W - BS LITE | Electrical | Accessories | 200115 |  | 5 | 1 |  | Zone > SIA-ALH (Inventory)
| 200116 - FITTING - BATTEN 2 x 36W - D | Electrical | Accessories | 200116 |  | 3 | 1 |  | Zone > SIA-ALH (Inventory)
| 200117 - FITTING - DOWN LIGHT (LIFT LO | Electrical | Accessories | 200117 |  | 1 | 1 |  | Zone > SIA-ALH (Inventory)
| 200118 - FUSE - 600V 100A | Electrical | Accessories | 200118 |  | 9 | 3 |  | Zone > SIA-ALH (Inventory)
| 200119 - FUSE - 600V 60A | Electrical | Accessories | 200119 |  | 3 | 1 |  | Zone > SIA-ALH (Inventory)
| 200120 - FUSE - HRC 6A (38 X 10MM) | Electrical | Accessories | 200120 |  | 1 | 1 |  | Zone > SIA-ALH (Inventory)
| 200121 - FUSE - HRC 32A | Electrical | Accessories | 200121 |  | 15 | 5 |  | Zone > SIA-ALH (Inventory)
| 200122 - FUSE - CERAMIC 13A | Electrical | Accessories | 200122 |  | 21 | 5 |  | Zone > SIA-ALH (Inventory)
| 200123 - FUSE - CERAMIC 2A | Electrical | Accessories | 200123 |  | 17 | 5 |  | Zone > SIA-ALH (Inventory)
| 200124 - FUSE - CERAMIC 5A | Electrical | Accessories | 200124 |  | 25 | 5 |  | Zone > SIA-ALH (Inventory)
| 200125 - FUSE - GLASS 1A | Electrical | Accessories | 200125 |  | 35 | 5 |  | Zone > SIA-ALH (Inventory)
| 200126 - FUSE - HRC 16A | Electrical | Accessories | 200126 |  | 50 | 10 |  | Zone > SIA-ALH (Inventory)
| 200127 - FUSE - HRC 20A 80KA | Electrical | Accessories | 200127 |  | 22 | 5 |  | Zone > SIA-ALH (Inventory)
| 200128 - FUSE - HRC 6A - MEM - 6SN2 | Electrical | Accessories | 200128 |  | 8 | 5 |  | Zone > SIA-ALH (Inventory)
| 200129 - FUSE - HRC 10A (54MMx 10MM) | Electrical | Accessories | 200129 |  | 3 | 1 |  | Zone > SIA-ALH (Inventory)
| 200130 - FUSE - HRC 15A | Electrical | Accessories | 200130 |  | 26 | 5 |  | Zone > SIA-ALH (Inventory)
| 200131 - FUSE - HRC 20A (38MM x 10MM) | Electrical | Accessories | 200131 |  | 18 | 5 |  | Zone > SIA-ALH (Inventory)
| 200132 - GLAND - 20MM - W/CL 501/411/K (CO) | Electrical | Accessories | 200132 |  | 60 | 10 |  | Zone > SIA-ALH (Inventory)
| 200133 - GLAND - MICC 2Cx2.5MM (CO) | Electrical | Accessories | 200133 |  | 2 | 1 |  | Zone > SIA-ALH (Inventory)
| 200134 - GLAND - MICC C/W SLEEVE 2 C (CO) | Electrical | Accessories | 200134 |  | 6 | 2 |  | Zone > SIA-ALH (Inventory)
| 200135 - GLAND - MICC C/W SLEEVE 4C 2 (CO) | Electrical | Accessories | 200135 |  | 4 | 2 |  | Zone > SIA-ALH (Inventory)
| 200136 - GRID - 1G STEEL - MK3701 ZIC2 | Electrical | Accessories | 200136 |  | 11 | 3 |  | Zone > SIA-ALH (Inventory)
| 200137 - GRID - 1G WHI 6A - MK4881 | Electrical | Accessories | 200137 |  | 24 | 5 |  | Zone > SIA-ALH (Inventory)
| 200138 - GRID - 2G STEEL - MK3702 ZIC | Electrical | Accessories | 200138 |  | 26 | 5 |  | Zone > SIA-ALH (Inventory)
| 200139 - GRID - 2G WHI 6A - MK4882 | Electrical | Accessories | 200139 |  | 9 | 3 |  | Zone > SIA-ALH (Inventory)
| 200140 - HANDRYER - ECO S900 | Plumbing | Toilet | 200140 |  | 0 | 1 |  | Zone > SIA-ALH (Inventory)
| 200141 - HOLDER - PL26W DULUX D/E - O | Electrical | Accessories | 200141 |  | 1 | 1 |  | Zone > SIA-ALH (Inventory)
| 200142 - HOLDER - CERAMIC EYE E40 - E | Electrical | Accessories | 200142 |  | 30 | 10 |  | Zone > SIA-ALH (Inventory)
| 200143 - HOLDER - FLO - BJB-26.417 | Electrical | Accessories | 200143 |  | 0 | 0 |  | Zone > SIA-ALH (Inventory)
| 200144 - HOLDER - PLC 13W/84 - PHILIP | Electrical | Accessories | 200144 |  | 0 | 0 |  | Zone > SIA-ALH (Inventory)
| 200145 - HOLDER - SPOTLIGHT PAR-38 | Electrical | Accessories | 200145 |  | 2 | 1 |  | Zone > SIA-ALH (Inventory)
| 200146 - HOLDER - TUBE ROTARY - AAG | Electrical | Accessories | 200146 |  | 49 | 10 |  | Zone > SIA-ALH (Inventory)
| 200147 - HOLDER- HALOGEN 12V 50W - AAG | Electrical | Accessories | 200147 |  | 2 | 1 |  | Zone > SIA-ALH (Inventory)
| 200148 - ISOLATOR - 20A 550V - MEM | Electrical | Isolator | 200148 |  | 2 | 1 |  | Zone > SIA-ALH (Inventory)
| 200149 - ISOLATOR - 32A 550V - MEM | Electrical | Isolator | 200149 |  | 2 | 1 |  | Zone > SIA-ALH (Inventory)
| 200150 - LAMP - FLOOD HALOGEN 1000W | Electrical | Lamp | 200150 |  | 0 | 0 |  | Zone > SIA-ALH (Inventory)
| 200151 - LAMP - PLC DULUX-D 18W/21-840 | Electrical | Lamp | 200151 |  | 43 | 10 |  | Zone > SIA-ALH (Inventory)
| 200152 - LAMP - SILVER CROWN 60W - PH | Electrical | Lamp | 200152 |  | 0 | 0 |  | Zone > SIA-ALH (Inventory)
| 200153 - Bulb- SL 11W D/L | Electrical | Bulb | 200153 |  | 16 | 5 |  | Zone > SIA-ALH (Inventory)
| 200154 - LAMP - 20W/21EL DULUX - OSRAM | Electrical | Lamp | 200154 |  | 16 | 5 |  | Zone > SIA-ALH (Inventory)
| 200155 - LAMP - 26W/41-827 DULUX-D - OSRAM | Electrical | Lamp | 200155 |  | 139 | 30 |  | Zone > SIA-ALH (Inventory)
| 200156 - LAMP - COOL WHITE G-23 11W - | Electrical | Lamp | 200156 |  | 0 | 0 |  | Zone > SIA-ALH (Inventory)
| 200157 - LAMP - EMERGENCY - DENKI - ET | Electrical | Lamp | 200157 |  | 6 | 2 |  | Zone > SIA-ALH (Inventory)
| 200158 - LAMP -EXIT - PNE MAXSPID - T | Electrical | Lamp | 200158 |  | 0 | 0 |  | Zone > SIA-ALH (Inventory)
| 200159 - LAMP - EXIT - READYLIGHT - SC3M/EE-21 | Electrical | Lamp | 200159 |  | 18 | 5 |  | Zone > SIA-ALH (Inventory)
| 200160 - LAMP - EXIT HITACHI 8W - F8T5/D | Electrical | Lamp | 200160 |  | 198 | 50 |  | Zone > SIA-ALH (Inventory)
| 200161 -BULB - METAL HALIDE 700W | Electrical | Bulb | 200161 |  | 0 | 0 |  | Zone > SIA-ALH (Inventory)
| 200162 - LAMP - HALOGEN 50W 12V DECO | Electrical | Lamp | 200162 |  | 40 | 10 |  | Zone > SIA-ALH (Inventory)
| 200163 - LAMP - HALOGEN 12V 50W TITAN | Electrical | Lamp | 200163 |  | 13 | 2 |  | Zone > SIA-ALH (Inventory)
| 200164 - LAMP - HALOGEN 250W RADIUM - | Electrical | Lamp | 200164 |  | 11 | 3 |  | Zone > SIA-ALH (Inventory)
| 200165 - LAMP - HALOGEN SPOT E27 PAR-30 | Electrical | Lamp | 200165 |  | 5 | 2 |  | Zone > SIA-ALH (Inventory)
| 200166 - LAMP - MERCURY EYE - HF250PD | Electrical | Lamp | 200166 |  | 1 | 1 |  | Zone > SIA-ALH (Inventory)
| 200167 - LAMP - MULTI METAL EYE - NF 2 | Electrical | Lamp | 200167 |  | 0 | 0 |  | Zone > SIA-ALH (Inventory)
| 200168 -LAMP - MULTI METAL EYE E40 - | Electrical | Lamp | 200168 |  | 16 | 5 |  | Zone > SIA-ALH (Inventory)
| 200169 - LAMP - MULTI METAL EYE E40 - | Electrical | Lamp | 200169 |  | 10 | 3 |  | Zone > SIA-ALH (Inventory)
| 200170 - LAMP - PL 26W/21 4PIN COOL WHITE - OSRAM | Electrical | Lamp | 200170 |  | 57 | 20 |  | Zone > SIA-ALH (Inventory)
| 200171 - LAMP - PL 7W/41 DULUX-S - OS | Electrical | Lamp | 200171 |  | 48 | 10 |  | Zone > SIA-ALH (Inventory)
| 200172 - LAMP - PLC 13W/84 DAYLIGHT - | Electrical | Lamp | 200172 |  | 55 | 10 |  | Zone > SIA-ALH (Inventory)
| 200173 - LAMP - PLC 18W/827/4Pin Type | Electrical | Lamp | 200173 |  | 8 | 3 |  | Zone > SIA-ALH (Inventory)
| 200174 - LAMP - PLC DULUX-D DAYLIGHT 2PIN 18W - G24D2 | Electrical | Lamp | 200174 |  | 12 | 5 |  | Zone > SIA-ALH (Inventory)
| 200176 - MCB - 1P 10A - ABB - S251 | Electrical | Circuit Breaker | 200176 |  | 1 | 1 |  | Zone > SIA-ALH (Inventory)
| 200177 - MCB - 1P 10A- MERLIN GERIN | Electrical | Circuit Breaker | 200177 |  | 1 | 1 |  | Zone > SIA-ALH (Inventory)
| 200178 - MCB - 1P 15A HQP | Electrical | Circuit Breaker | 200178 |  | 3 | 1 |  | Zone > SIA-ALH (Inventory)
| 200179 - MCB - 1P 16A - ABB - S251 | Electrical | Circuit Breaker | 200179 |  | 3 | 1 |  | Zone > SIA-ALH (Inventory)
| 200180 - MCB - 1P 16A HQP | Electrical | Circuit Breaker | 200180 |  | 6 | 2 |  | Zone > SIA-ALH (Inventory)
| 200181 - MCB - 1P 20A- MERLIN GERIN | Electrical | Circuit Breaker | 200181 |  | 3 | 1 |  | Zone > SIA-ALH (Inventory)
| 200182 - MCB - 1P 30A HQP - WESTINGHOU | Electrical | Circuit Breaker | 200182 |  | 6 | 2 |  | Zone > SIA-ALH (Inventory)
| 200183 - MCB - 1P 32A - ABB | Electrical | Circuit Breaker | 200183 |  | 0 | 0 |  | Zone > SIA-ALH (Inventory)
| 200184 - MCB - 1P 40A 10KA - ABB - S2 | Electrical | Circuit Breaker | 200184 |  | 7 | 2 |  | Zone > SIA-ALH (Inventory)
| 200185- MCB - 1P 50A 10KA - MITSUBISHI | Electrical | Circuit Breaker | 200185 |  | 9 | 3 |  | Zone > SIA-ALH (Inventory)
| 200186 - MCB - 1P 60A 10KA - MITSUBISHI | Electrical | Circuit Breaker | 200186 |  | 10 | 3 |  | Zone > SIA-ALH (Inventory)
| 200187 - MCB - 1P 6A | Electrical | Circuit Breaker | 200187 |  | 5 | 1 |  | Zone > SIA-ALH (Inventory)
| 200188 - MCB - 1P 6A - ABB - S-251 | Electrical | Circuit Breaker | 200188 |  | 22 | 5 |  | Zone > SIA-ALH (Inventory)
| 200189 - MCB - 2P 30A - ABB - S252 | Electrical | Circuit Breaker | 200189 |  | 0 | 0 |  | Zone > SIA-ALH (Inventory)
| 200190 - MCB - 2P MINIATURE 63A | Electrical | Circuit Breaker | 200190 |  | 4 | 1 |  | Zone > SIA-ALH (Inventory)
| 200191 - MCB - 3P 20A - ABB - S253 | Electrical | Circuit Breaker | 200191 |  | 6 | 2 |  | Zone > SIA-ALH (Inventory)
| 200192 - MCCB - 3P 1200A 85KA - MITSUB | Electrical | Circuit Breaker | 200192 |  | 1 | 1 |  | Zone > SIA-ALH (Inventory)
| 200193 - MCCB - 3P 250A - MITSUBISHI - | Electrical | Circuit Breaker | 200193 |  | 2 | 1 |  | Zone > SIA-ALH (Inventory)
| 200194 - MCCB - 3P 400A - MITSUBISHI - | Electrical | Circuit Breaker | 200194 |  | 2 | 1 |  | Zone > SIA-ALH (Inventory)
| 200195 - MCCB - 3P 600A - MITSUBISHI - | Electrical | Circuit Breaker | 200195 |  | 1 | 1 |  | Zone > SIA-ALH (Inventory)
| 200196 - MCCB - 3P 60A - MITSUBISHI - | Electrical | Circuit Breaker | 200196 |  | 2 | 1 |  | Zone > SIA-ALH (Inventory)
| 200197 - MCCB - 3P 800A - MITSUBISHI - | Electrical | Circuit Breaker | 200197 |  | 1 | 1 |  | Zone > SIA-ALH (Inventory)
| 200198 - PLATE - 1G BLANK WHI - MK3827 | Electrical | Plate | 200198 |  | 38 | 10 |  | Zone > SIA-ALH (Inventory)
| 200199 - PLATE - 2G BLANK WHI - MK3828 | Electrical | Plate | 200199 |  | 14 | 5 |  | Zone > SIA-ALH (Inventory)
| 200200 - PLATE - 1G ALM G/SWITCH - MK3 | Electrical | Plate | 200200 |  | 9 | 3 |  | Zone > SIA-ALH (Inventory)
| 200201 - PLATE - 1G BLANK ALM - MK3370 | Electrical | Plate | 200201 |  | 3 | 1 |  | Zone > SIA-ALH (Inventory)
| 200202 - PLATE - 1G WHI G/SWITCH - MK3 | Electrical | Plate | 200202 |  | 5 | 1 |  | Zone > SIA-ALH (Inventory)
| 200203 - PLATE - 2G ALM G/SWITCH - MK3 | Electrical | Plate | 200203 |  | 16 | 5 |  | Zone > SIA-ALH (Inventory)
| 200204 - PLATE - 2G BLANK ALM - MK3369 | Electrical | Plate | 200204 |  | 8 | 3 |  | Zone > SIA-ALH (Inventory)
| 200205 - PLATE - 2G GOL G/SWITCH - MK4 | Electrical | Plate | 200205 |  | 2 | 1 |  | Zone > SIA-ALH (Inventory)
| 200206 - PLATE - 2G WHI G/SWITCH - MK3 | Electrical | Plate | 200206 |  | 5 | 10 |  | Zone > SIA-ALH (Inventory)
| 200207 - PLATE - 3G GOL G/SWITCH - MK4 | Electrical | Plate | 200207 |  | 7 | 1 |  | Zone > SIA-ALH (Inventory)
| 200208 - PLATE - 3G WHI G/SWITCH - MK3 | Electrical | Plate | 200208 |  | 9 | 3 |  | Zone > SIA-ALH (Inventory)
| 200209 - PLATE - 3G WHI G/SWITCH - MK3 | Electrical | Plate | 200209 |  | 13 | 3 |  | Zone > SIA-ALH (Inventory)
| 200210 - PLATE - 4G GOL G/SWITCH - MK4 | Electrical | Plate | 200210 |  | 10 | 3 |  | Zone > SIA-ALH (Inventory)
| 200211 - PLATE - 4G WHI G/SWITCH - MK3 | Electrical | Plate | 200211 |  | 29 | 5 |  | Zone > SIA-ALH (Inventory)
| 200212 - PLATE - 6G WHI G/SWITCH - MK3 | Electrical | Plate | 200212 |  | 8 | 3 |  | Zone > SIA-ALH (Inventory)
| 200213 - PLUG - 35MM BRASS | Electrical | Plug | 200213 |  | 44 | 5 |  | Zone > SIA-ALH (Inventory)
| 200214 - PLUG - WHI ROUND PIN 15A - M | Electrical | Plug | 200214 |  | 42 | 5 |  | Zone > SIA-ALH (Inventory)
| 200215 - REFLECTOR - ANGLE AR1x40W | Electrical | Accessories | 200215 |  | 2 | 1 |  | Zone > SIA-ALH (Inventory)
| 200216 - REFLECTOR - ANGLE SKIRT 1x 40W | Electrical | Accessories | 200216 |  | 1 | 0 |  | Zone > SIA-ALH (Inventory)
| 200217 - REFLECTOR - MIRROR 1x 40W | Electrical | Accessories | 200217 |  | 1 | 0 |  | Zone > SIA-ALH (Inventory)
| 200218 - REGULATOR - HF - PHILIPS - R2 | Electrical | Accessories | 200218 |  | 0 | 0 |  | Zone > SIA-ALH (Inventory)
| 200219 - RELAY - VOLTAGE REGULATOR - S | Electrical | Relay | 200219 |  | 1 | 1 |  | Zone > SIA-ALH (Inventory)
| 200220 - RELAY- OVERLOAD - HITACHI - R | Electrical | Relay | 200220 |  | 9 | 3 |  | Zone > SIA-ALH (Inventory)
| 200221 - SADDLE - FULL BRASS 1" | Electrical | Accessories | 200221 |  | 27 | 10 |  | Zone > SIA-ALH (Inventory)
| 200222 - SADDLE - FULL METAL 1" | Electrical | Accessories | 200222 |  | 18 | 5 |  | Zone > SIA-ALH (Inventory)
| 200223 - SADDLE - FULL METAL 3/4" | Electrical | Accessories | 200223 |  | 57 | 10 |  | Zone > SIA-ALH (Inventory)
| 200224 - SADDLE - HALF METAL 1" | Electrical | Accessories | 200224 |  | 15 | 5 |  | Zone > SIA-ALH (Inventory)
| 200225 - SADDLE - HALF METAL 3/4" | Electrical | Accessories | 200225 |  | 46 | 10 |  | Zone > SIA-ALH (Inventory)
| 200227 - SOCKET - 1G ALM 13A - MK2477 | Electrical | Switch | 200227 |  | 8 | 3 |  | Zone > SIA-ALH (Inventory)
| 200228 - SOCKET - 1G WHI 13A - MK2657 | Electrical | Switch | 200228 |  | 9 | 5 |  | Zone > SIA-ALH (Inventory)
| 200229 - SOCKET - 1G WHI 13A - MK2757 | Electrical | Switch | 200229 |  | 18 | 5 |  | Zone > SIA-ALH (Inventory)
| 200230 - SOCKET - 2G WHI 15A - MK2893 | Electrical | Switch | 200230 |  | 21 | 10 |  | Zone > SIA-ALH (Inventory)
| 200231 - SOCKET - 2G WHI 13A - MK2647 | Electrical | Switch | 200231 |  | 8 | 3 |  | Zone > SIA-ALH (Inventory)
| 200232 - SOCKET - 1G GOLD 13A - MK4357 | Electrical | Switch | 200232 |  | 12 | 5 |  | Zone > SIA-ALH (Inventory)
| 200233 - SOCKET - 1G WHI 13A - CLIPSTA | Electrical | Switch | 200233 |  | 0 | 0 |  | Zone > SIA-ALH (Inventory)
| 200234 - SOCKET - 2G ALM 13A - MK2446 | Electrical | Switch | 200234 |  | 5 | 3 |  | Zone > SIA-ALH (Inventory)
| 200235 - SOCKET - 2G ALM 15A - MK2873 | Electrical | Switch | 200235 |  | 0 | 0 |  | Zone > SIA-ALH (Inventory)
| 200236 - SOCKET - PVC BLACK 20MM | Electrical | Switch | 200236 |  | 54 | 10 |  | Zone > SIA-ALH (Inventory)
| 200237 - SOCKET - STEEL CONDUIT 3/4" | Electrical | Switch | 200237 |  | 114 | 10 |  | Zone > SIA-ALH (Inventory)
| 200238 - SOCKET- 1G ALM ROUND PIN 15A- | Electrical | Switch | 200238 |  | 0 | 0 |  | Zone > SIA-ALH (Inventory)
| 200239 - STARTER - EXIT LIGHT - READY | Electrical | Accessories | 200239 |  | 0 | 0 |  | Zone > SIA-ALH (Inventory)
| 200240 - STARTER - FLO - OSRAM - ST171 | Electrical | Accessories | 200240 |  | 45 | 10 |  | Zone > SIA-ALH (Inventory)
| 200241 - STARTER - FLO 36W/40 - OSRAM - ST111 | Electrical | Fast Moving | 200241 |  | 350 | 100 |  | Zone > SIA-ALH (Inventory)
| 200243 - SWITCH - 2G WHI 6A - MK4872 | Electrical | Switch | 200243 |  | 5 | 1 |  | Zone > SIA-ALH (Inventory)
| 200244 - SWITCH - 4G WHI 6A - MK4874 | Electrical | Switch | 200244 |  | 2 | 1 |  | Zone > SIA-ALH (Inventory)
| 200245 - SWITCH - 1G GOLD DIMMER 500W | Electrical | Switch | 200245 |  | 2 | 1 |  | Zone > SIA-ALH (Inventory)
| 200246 - SWITCH - 1G GOLD DIMMER 850W | Electrical | Switch | 200246 |  | 0 | 0 |  | Zone > SIA-ALH (Inventory)
| 200247 - SWITCH - 1G METAL FRAME | Electrical | Switch | 200247 |  | 12 | 5 |  | Zone > SIA-ALH (Inventory)
| 200248 - SWITCH - 1G WHI 6A - MK4871 | Electrical | Switch | 200248 |  | 71 | 10 |  | Zone > SIA-ALH (Inventory)
| 200249 - SWITCH - 1G WHI 10A - MK4471 | Electrical | Switch | 200249 |  | 0 | 0 |  | Zone > SIA-ALH (Inventory)
| 200250 - SWITCH - 2G GOLD 450W - MK4302 | Electrical | Switch | 200250 |  | 9 | 3 |  | Zone > SIA-ALH (Inventory)
| 200251 - SWITCH - 2G GOLD DIMMER 450W | Electrical | Switch | 200251 |  | 7 | 3 |  | Zone > SIA-ALH (Inventory)
| 200252 - SWITCH - 2G WHI 10A - MK4472 | Electrical | Switch | 200252 |  | 4 | 1 |  | Zone > SIA-ALH (Inventory)
| 200253 - SWITCH - 2G WHI 20A - MK5423 | Electrical | Switch | 200253 |  | 6 | 3 |  | Zone > SIA-ALH (Inventory)
| 200254 - SWITCH - 3G WHI 6A MK4873 | Electrical | Switch | 200254 |  | 5 | 1 |  | Zone > SIA-ALH (Inventory)
| 200255 - SWITCH - F/PROOF - LEGRAND - | Electrical | Switch | 200255 |  | 2 | 1 |  | Zone > SIA-ALH (Inventory)
| 200256 - TAP OFF UNIT - SQUARE D 100A | Electrical | Accessories | 200256 |  | 0 | 0 |  | Zone > SIA-ALH (Inventory)
| 200257 - TAP OFF UNIT - SQUARE D 200A | Electrical | Accessories | 200257 |  | 1 | 0 |  | Zone > SIA-ALH (Inventory)
| 200258 - TAP OFF UNIT - SQUARE D 60A | Electrical | Accessories | 200258 |  | 2 | 1 |  | Zone > SIA-ALH (Inventory)
| 200260 - EUNTRANSFORMER - 230V/12V | Electrical | Transformer | 200260 |  | 39 | 10 |  | Zone > SIA-ALH (Inventory)
| 200261 - TRUNKING - PVC 1"" x 2M " | Electrical | Accessories | 200261 |  | 0 | 0 |  | Zone > SIA-ALH (Inventory)
| 200262 - TRUNKING - PVC 1/2" x 2M | Electrical | Accessories | 200262 |  | 0 | 0 |  | Zone > SIA-ALH (Inventory)
| 200263 - TRUNKING - PVC BLACK ROUND ED | Electrical | Accessories | 200263 |  | 0 | 0 |  | Zone > SIA-ALH (Inventory)
| 200264 - Bulb- SL 15W D/L | Electrical | Bulb | 200264 |  | 15 | 5 |  | Zone > SIA-ALH (Inventory)
| 200265 - TUBE - DAYLIGHT CIRCULAR L40 | Electrical | Bulb | 200265 |  | 4 | 1 |  | Zone > SIA-ALH (Inventory)
| 200266 - TUBE - TLD 18W/84D - PHILIPS | Electrical | Bulb | 200266 |  | 44 | 10 |  | Zone > SIA-ALH (Inventory)
| 200267 - TUBE - WARM WHI 3FT - L30W/30 | Electrical | Bulb | 200267 |  | 28 | 10 |  | Zone > SIA-ALH (Inventory)
| 200268 - TUBE - WARM WHI CIRCULAR - L | Electrical | Bulb | 200268 |  | 14 | 5 |  | Zone > SIA-ALH (Inventory)
| 200269 - TUBE - 1 FT 10W - HITACHI - F | Electrical | Lamp | 200269 |  | 215 | 20 |  | Zone > SIA-ALH (Inventory)
| 200270 - TUBE - 28W 4 PIN - GE - GE2D | Electrical | Bulb | 200270 |  | 0 | 0 |  | Zone > SIA-ALH (Inventory)
| 200271 - Bulb- SL 11W W/W | Electrical | Bulb | 200271 |  | 45 | 10 |  | Zone > SIA-ALH (Inventory)
| 200272 - TUBE - BLACK INSECT KILLER 2 | Electrical | Lamp | 200272 |  | 7 | 3 |  | Zone > SIA-ALH (Inventory)
| 200273 - TUBE - COOL WHI F/PROOF 4FT - | Electrical | Lamp | 200273 |  | 0 | 0 |  | Zone > SIA-ALH (Inventory)
| 200274 - TUBE - DAYLIGHT 2FT - L18W/10 | Electrical | Lamp | 200274 |  | 319 | 50 |  | Zone > SIA-ALH (Inventory)
| 200275 - TUBE - DAYLIGHT 3FT - PHLILPS | Electrical | Lamp | 200275 |  | 9 | 3 |  | Zone > SIA-ALH (Inventory)
| 200277 - TUBE - DAYLIGHT CIRCULAR L32W | Electrical | Lamp | 200277 |  | 5 | 3 |  | Zone > SIA-ALH (Inventory)
| 200278 - TUBE - HALAGON 1000W - PHOENIX | Electrical | Lamp | 200278 |  | 16 | 5 |  | Zone > SIA-ALH (Inventory)
| 200280 - Bulb- SL 15W W/W | Electrical | Bulb | 200280 |  | 37 | 10 |  | Zone > SIA-ALH (Inventory)
| 200281 - TUBE - HALOGEN 500W | Electrical | Lamp | 200281 |  | 54 | 10 |  | Zone > SIA-ALH (Inventory)
| 200282 - TUBE - TLD 18W/33 - PHILIPS | Electrical | Lamp | 200282 |  | 9 | 10 |  | Zone > SIA-ALH (Inventory)
| 200283 - TUBE - TLD 36W/33 - PHILIPS | Electrical | Lamp | 200283 |  | 13 | 5 |  | Zone > SIA-ALH (Inventory)
| 200284 - TUBE - WARM WHITE 2 FT - L18W | Electrical | Lamp | 200284 |  | 55 | 10 |  | Zone > SIA-ALH (Inventory)
| 200286 - VOL CONTROL - BOUYER - ZR1110 | Electrical | Accessories | 200286 |  | 1 | 0 |  | Zone > SIA-ALH (Inventory)
| 200287 - VOL CONTROL - BOUYER - ZR1160 | Electrical | Accessories | 200287 |  | 8 | 3 |  | Zone > SIA-ALH (Inventory)
| 200362 - BEARING - SKF - 6202ZZ | Hardware | Building | 200362 |  | 5 | 1 |  | Zone > SIA-ALH (Inventory)
| 200363 - BEARING - SKF - 6206 2Z/Q66 | Hardware | Building | 200363 |  | 2 | 1 |  | Zone > SIA-ALH (Inventory)
| 200364 - BEARING - SKF - 6302 2Z/QE6 | Hardware | Building | 200364 |  | 0 | 0 |  | Zone > SIA-ALH (Inventory)
| 200365 - BEARING - SKF - 6306 2Z/Q66 | Hardware | Building | 200365 |  | 2 | 1 |  | Zone > SIA-ALH (Inventory)
| 200367 - BELT - VEE - MITSUBISHI - C174 | ACMV | Belt | 200367 |  | 8 | 3 |  | Zone > SIA-ALH (Inventory)
| 200368 - BELT - VEE - MITSUBISHI - C183 | ACMV | Belt | 200368 |  | 10 | 3 |  | Zone > SIA-ALH (Inventory)
| 200369 - BELT - VEE - MITSUBOSHI - SP | ACMV | Belt | 200369 |  | 0 | 0 |  | Zone > SIA-ALH (Inventory)
| 200370 - BELT - VEE - MITSUBOSHI - 5V | ACMV | Belt | 200370 |  | 3 | 1 |  | Zone > SIA-ALH (Inventory)
| 200371 - BELT - VEE - MITSUBOSHI - A42 | ACMV | Belt | 200371 |  | 0 | 0 | 2021-06-10 | Zone > SIA-ALH (Inventory)
| 200372 - BELT - VEE - MITSUBOSHI - B059 | ACMV | Belt | 200372 |  | 2 | 1 |  | Zone > SIA-ALH (Inventory)
| 200373 - BELT - VEE - MITSUBOSHI - B134 | ACMV | Belt | 200373 |  | 0 | 0 |  | Zone > SIA-ALH (Inventory)
| 200374 - BELT - VEE - MITSUBOSHI - B36 | ACMV | Belt | 200374 |  | 10 | 3 |  | Zone > SIA-ALH (Inventory)
| 200375 - BELT - VEE - MITSUBOSHI - B-60 | ACMV | Belt | 200375 |  | 6 | 2 |  | Zone > SIA-ALH (Inventory)
| 200376 - BELT - VEE - MITSUBOSHI - B72 | ACMV | Belt | 200376 |  | 0 | 0 |  | Zone > SIA-ALH (Inventory)
| 200377 - BELT - VEE - MITSUBOSHI - B78 | ACMV | Belt | 200377 |  | 1 | 1 |  | Zone > SIA-ALH (Inventory)
| 200378 - BELT - VEE - MITSUBOSHI - C102 | ACMV | Belt | 200378 |  | 13 | 3 |  | Zone > SIA-ALH (Inventory)
| 200379 - BELT - VEE - MITSUBOSHI - C134 | ACMV | Belt | 200379 |  | 9 | 3 |  | Zone > SIA-ALH (Inventory)
| 200380 - BELT - VEE - MITSUBOSHI - C185 | ACMV | Belt | 200380 |  | 8 | 3 |  | Zone > SIA-ALH (Inventory)
| 200381 - BELT - VEE - MITSUBOSHI - C204 | ACMV | Belt | 200381 |  | 10 | 3 |  | Zone > SIA-ALH (Inventory)
| 200382 - BELT - VEE - MITSUBOSHI - C72 | ACMV | Belt | 200382 |  | 0 | 0 |  | Zone > SIA-ALH (Inventory)
| 200384 - BELT - VEE - MITSUBOSHI - C78 | ACMV | Belt | 200384 |  | 0 | 0 |  | Zone > SIA-ALH (Inventory)
| 200385 - BELT - VEE - MITSUBOSHI - C80 | ACMV | Belt | 200385 |  | 6 | 3 |  | Zone > SIA-ALH (Inventory)
| 200386 - BELT - VEE - MITSUBOSHI - C86 | ACMV | Belt | 200386 |  | 5 | 3 |  | Zone > SIA-ALH (Inventory)
| 200387 - BELT - VEE - MITSUBOSHI - C92 | ACMV | Belt | 200387 |  | 5 | 2 |  | Zone > SIA-ALH (Inventory)
| 200388 - BELT - VEE - MITSUBOSHI - C93 | ACMV | Belt | 200388 |  | 3 | 1 |  | Zone > SIA-ALH (Inventory)
| 200389 - BELT - VEE - MITSUBOSHI - C99 | ACMV | Belt | 200389 |  | 10 | 3 |  | Zone > SIA-ALH (Inventory)
| 200390 - BELT - VEE - MITSUBOSHI - SPA | ACMV | Belt | 200390 |  | 12 | 3 |  | Zone > SIA-ALH (Inventory)
| 200391 - BELT - VEE - MITSUBOSHI - SPA 1107 | ACMV | Belt | 200391 |  | 0 | 0 | 2021-06-10 | Zone > SIA-ALH (Inventory)
| 200392 - BELT - VEE - MITSUBOSHI - SPA | ACMV | Belt | 200392 |  | 3 | 1 |  | Zone > SIA-ALH (Inventory)
| 200395 - BELT - VEE - MITSUBOSHI - SPA | ACMV | Belt | 200395 |  | 10 | 3 |  | Zone > SIA-ALH (Inventory)
| 200396 - BELT - VEE - MITSUBOSHI - SPA | ACMV | Belt | 200396 |  | 3 | 1 |  | Zone > SIA-ALH (Inventory)
| 200400 - BELT - VEE - MITSUBOSHI - SPZ | ACMV | Belt | 200400 |  | 10 | 3 |  | Zone > SIA-ALH (Inventory)
| 200401 - BELT - VEE - MITSUBOSHIE - C1 | ACMV | Belt | 200401 |  | 10 | 3 |  | Zone > SIA-ALH (Inventory)
| 200402 - BELT - VEE - SPB3350 | ACMV | Belt | 200402 |  | 3 | 1 |  | Zone > SIA-ALH (Inventory)
| 200403 - CONTROLLER-SINGLE INPUT RECE. | Building | Accessories | 200403 |  | 19 | 5 |  | Zone > SIA-ALH (Inventory)
| 200404 - FILTER - ELEMENT - INGERSOLL | Hardware | Filter | 200404 |  | 1 | 1 |  | Zone > SIA-ALH (Inventory)
| 200405 - FILTER - AUTO ROLL 39" x 6 | Hardware | Filter | 200405 |  | 2 | 1 |  | Zone > SIA-ALH (Inventory)
| 200406 - FILTER - AUTO ROLL 60"" x 3 | Hardware | Filter | 200406 |  | 2 | 1 |  | Zone > SIA-ALH (Inventory)
| 200407 - FILTER - AUTO ROLL 72" x 6 | Hardware | Filter | 200407 |  | 3 | 1 |  | Zone > SIA-ALH (Inventory)
| 200409 - FILTER - DISPOSAL PANEL | Hardware | Filter | 200409 |  | 10 | 3 |  | Zone > SIA-ALH (Inventory)
| 200410 - FILTER - DRIER - ALCO - EK306 | Hardware | Filter | 200410 |  | 5 | 2 |  | Zone > SIA-ALH (Inventory)
| 200411 - FILTER - DRIER 1/4"" SAE - | Hardware | Filter | 200411 |  | 6 | 2 |  | Zone > SIA-ALH (Inventory)
| 200413 - FILTER - GREASE ALUM. | Hardware | Filter | 200413 |  | 8 | 3 |  | Zone > SIA-ALH (Inventory)
| 200414 - FILTER-DRYER-INGERSOLL-P16 28 | Hardware | Filter | 200414 |  | 1 | 1 |  | Zone > SIA-ALH (Inventory)
| 200416 - GEAR & ROD - TAT - FF03090501 | Building | Accessories | 200416 |  | 103 | 10 |  | Zone > SIA-ALH (Inventory)
| 200418 - INSULATION - FLAT SHEET 1/2 | Hardware | Building | 200418 |  | 2 | 1 |  | Zone > SIA-ALH (Inventory)
| 200423 - JOINT - UNION 3/8"-1/4" | Building | Accessories | 200423 |  | 18 | 5 |  | Zone > SIA-ALH (Inventory)
| 200424 - THERMOSTAT-HONEYWELL-M76373A1 | Building | Accessories | 200424 |  | 4 | 1 |  | Zone > SIA-ALH (Inventory)
| 200425 - THERMOSTAT - SAGINOMIYA | Building | Accessories | 200425 |  | 4 | 1 |  | Zone > SIA-ALH (Inventory)
| 200426 - VALVE-EXPANSION-DANFOSS-R12 T | Building | Accessories | 200426 |  | 6 | 1 |  | Zone > SIA-ALH (Inventory)
| 200479 - RELAY - TIMER - OMRON - H2A 0 | Hardware | Building | 200479 |  | 3 | 1 |  | Zone > SIA-ALH (Inventory)
| 200480 - VALVE - SOLENOID - NICHIDEN - | Hardware | Building | 200480 |  | 1 | 1 |  | Zone > SIA-ALH (Inventory)
| 200481 - VALVE - STOP 1/2" | Hardware | Building | 200481 |  | 7 | 1 |  | Zone > SIA-ALH (Inventory)
| 200482 - BREAKGLASS-HOSEREEL 58MM x 65 | Hardware | Building | 200482 |  | 27 | 5 |  | Zone > SIA-ALH (Inventory)
| 200483 - BREAKGLASS-HOSEREEL 223X223X2 | Hardware | Building | 200483 |  | 16 | 5 |  | Zone > SIA-ALH (Inventory)
| 200484 - NOZZLE - HOSEREEL 3/4" | Hardware | Building | 200484 |  | 16 | 5 |  | Zone > SIA-ALH (Inventory)
| 200485 - NOZZLE - HOSEREEL 1" | Hardware | Building | 200485 |  | 18 | 5 |  | Zone > SIA-ALH (Inventory)
| 200489 - SWITCH - FLOAT - RONA | Hardware | Building | 200489 |  | 0 | 1 |  | Zone > SIA-ALH (Inventory)
| 200493 - RELAY - ROUND 8 PIN 230V 10A | Hardware | Building | 200493 |  | 4 | 1 |  | Zone > SIA-ALH (Inventory)
| 200494 - VALVE - CONTROL HYDRANT | Hardware | Building | 200494 |  | 0 | 1 |  | Zone > SIA-ALH (Inventory)
| 200495 - CARD - REGULATOR - CFA ASSY 2 | Hardware | Building | 200495 |  | 1 | 1 |  | Zone > SIA-ALH (Inventory)
| 200496 - RELAY - PLUG IN - B800425 | Hardware | Building | 200496 |  | 1 | 1 |  | Zone > SIA-ALH (Inventory)
| 200497 - GAUGE - PRESSURE 0-300 PSI - | Hardware | Building | 200497 |  | 10 | 3 |  | Zone > SIA-ALH (Inventory)
| 200498 - GAUGE - PRESSURE 0-140 PSI WA | Hardware | Building | 200498 |  | 0 | 1 |  | Zone > SIA-ALH (Inventory)
| 200500 - RELAY - ROUND 8 PIN 24V AC 10A | Hardware | Building | 200500 |  | 5 | 1 |  | Zone > SIA-ALH (Inventory)
| 200501 - RELAY - ROUND 11 PIN 24V AC 1 | Hardware | Building | 200501 |  | 3 | 1 |  | Zone > SIA-ALH (Inventory)
| 200502 - GASKET - RUBBER 6" | Hardware | Building | 200502 |  | 2 | 1 |  | Zone > SIA-ALH (Inventory)
| 200503 - BULB - INDICATING PIN 24V/10W | Electrical | Bulb | 200503 |  | 40 | 10 |  | Zone > SIA-ALH (Inventory)
| 200504 - BULB - INDICATING PIN 12V/10W | Electrical | Bulb | 200504 |  | 30 | 10 |  | Zone > SIA-ALH (Inventory)
| 200505 - BULB - INDICATING SCREW 120V | Electrical | Bulb | 200505 |  | 20 | 10 |  | Zone > SIA-ALH (Inventory)
| 200510 - ELEMENT - HEATING 2.8KW | Hardware | Building | 200510 |  | 11 | 3 |  | Zone > SIA-ALH (Inventory)
| 200511 - ELEMENT - HEATING 2.5KW | Hardware | Building | 200511 |  | 15 | 5 |  | Zone > SIA-ALH (Inventory)
| 200512 - FILTER - 5 MICRON CARBON WATER FILTER | Hardware | Filter | 200512 |  | 41 | 5 |  | Zone > SIA-ALH (Inventory)
| 200513 - HOUSING - FILTER - AMETEK | Hardware | Filter | 200513 |  | 12 | 3 |  | Zone > SIA-ALH (Inventory)
| 200515 - THERMOSTAT - T100/121 | Hardware | Building | 200515 |  | 3 | 1 |  | Zone > SIA-ALH (Inventory)
| 200516 - DISPENSER - HOT WATER - IDEAL | Plumbing | Water Dispenser | 200516 |  | 1 | 1 |  | Zone > SIA-ALH (Inventory)
| 200519 - VALVE - SOLENOID M&M | Hardware | Building | 200519 |  | 6 | 2 |  | Zone > SIA-ALH (Inventory)
| 200520 - SWITCH - LEVEL - LS5 | Hardware | Building | 200520 |  | 17 | 5 |  | Zone > SIA-ALH (Inventory)
| 200522 - BELL - ALARM 24VDC - KOBISHI | Hardware | Building | 200522 |  | 7 | 2 |  | Zone > SIA-ALH (Inventory)
| 200523 - DETECTOR - SMOKE IONISATION - | Hardware | Building | 200523 |  | 5 | 2 |  | Zone > SIA-ALH (Inventory)
| 200524 - DETECTOR - PHOTO ELECTRIC - G | Hardware | Building | 200524 |  | 26 | 10 |  | Zone > SIA-ALH (Inventory)
| 200526 - DIAPHARAGM - RUBBER 2"" - | Hardware | Building | 200526 |  | 6 | 2 |  | Zone > SIA-ALH (Inventory)
| 200527 - ASSEMBLY - DIAPHARAGM - 02012 | Hardware | Building | 200527 |  | 50 | 10 |  | Zone > SIA-ALH (Inventory)
| 200528 - BREAKGLASS - CALLPOINT 50MM x | Hardware | Building | 200528 |  | 25 | 10 |  | Zone > SIA-ALH (Inventory)
| 200529 - BREAKGLASS - CALLPOINT 91MM | Hardware | Building | 200529 |  | 9 | 3 |  | Zone > SIA-ALH (Inventory)
| 200530 - CAMLOCK - ALARM PANEL | Hardware | Building | 200530 |  | 10 | 5 |  | Zone > SIA-ALH (Inventory)
| 200532 - RING - COMPRESSION 1/4" | Hardware | Building | 200532 |  | 27 | 10 |  | Zone > SIA-ALH (Inventory)
| 200533 - MICROFIBRE - POLYPROYLENE - | Hardware | Building | 200533 |  | 12 | 5 |  | Zone > SIA-ALH (Inventory)
| 200537 - CAP - TAP | Hardware | Building | 200537 |  | 0 | 1 |  | Zone > SIA-ALH (Inventory)
| 200538 - THERMOSTAT - EWCA82 | Hardware | Building | 200538 |  | 0 | 1 |  | Zone > SIA-ALH (Inventory)
| 200539 - HANDLE - REFRIGERATOR DOOR | Hardware | Building | 200539 |  | 9 | 3 |  | Zone > SIA-ALH (Inventory)
| 200543 - BALL - PVC FLOAT 1/2" | Hardware | Sanitary | 200543 |  | 12 | 5 |  | Zone > SIA-ALH (Inventory)
| 200544 - BOLT - INDICATOR - DELTA 6000 | Building | Accessories | 200544 |  | 12 | 5 |  | Zone > SIA-ALH (Inventory)
| 200545 - BOTTLETRAP - PVC 1 1/2" | Hardware | Sanitary | 200545 |  | 14 | 5 |  | Zone > SIA-ALH (Inventory)
| 200546 - BOTTLETRAP - PVC 1 1/4" | Hardware | Sanitary | 200546 |  | 16 | 5 |  | Zone > SIA-ALH (Inventory)
| 200547 - BOTTLETRAP - CP 1 1/2" | Hardware | Sanitary | 200547 |  | 13 | 5 |  | Zone > SIA-ALH (Inventory)
| 200549 - BUSH - BRONZE 1/2" x 3/8" | Building | Accessories | 200549 |  | 10 | 3 |  | Zone > SIA-ALH (Inventory)
| 200550 - BUSH - RUBBER CONE 1 1/2" | Building | Accessories | 200550 |  | 13 | 5 |  | Zone > SIA-ALH (Inventory)
| 200551 - BUSH - RUBBER CONE 1 3/4" | Building | Accessories | 200551 |  | 12 | 5 |  | Zone > SIA-ALH (Inventory)
| 200552 - C/BOARD - MINIATUFF RH90-TM 6 | Building | Board | 200552 |  | 60 | 10 |  | Zone > SIA-ALH (Inventory)
| 200554 - C/BOARD-2ND.LOOK III-AIRMSTRO | Building | Board | 200554 |  | 59 | 10 |  | Zone > SIA-ALH (Inventory)
| 200555 - C/BOARD 5/8"X24X48 (O.C) E/TONE CONSTELLATION " | Building | Board | 200555 |  | 38 | 10 |  | Zone > SIA-ALH (Inventory)
| 200556 - C/BOARD-DUNE BEVELEDTEG | Building | Board | 200556 |  | 39 | 10 |  | Zone > SIA-ALH (Inventory)
| 200557 - C/BOARD-E/TONE CO-ORD 4 | Building | Board | 200557 |  | 78 | 10 |  | Zone > SIA-ALH (Inventory)
| 200558 - C/BOARD-DUNE BEVELEDTEGU | Building | Board | 200558 |  | 21 | 10 |  | Zone > SIA-ALH (Inventory)
| 200559 - C/BOARD-E/TONE CO-ORD 40 | Building | Board | 200559 |  | 175 | 10 |  | Zone > SIA-ALH (Inventory)
| 200560 - C/BOARD-E/TONE CO-ORIDN | Building | Board | 200560 |  | 30 | 10 |  | Zone > SIA-ALH (Inventory)
| 200561 - C/BOARD-E/TONE TRAVERTIN | Building | Board | 200561 |  | 99 | 10 |  | Zone > SIA-ALH (Inventory)
| 200562 - C/TEE - SUSPENSION SYST | Building | Accessories | 200562 |  | 33 | 10 |  | Zone > SIA-ALH (Inventory)
| 200563 - CAP - UPVC ACESS 4"" - S21 | Hardware | Building | 200563 |  | 5 | 3 |  | Zone > SIA-ALH (Inventory)
| 200564 - CISTERN - HIGH LEVEL - POLY | Hardware | Sanitary | 200564 |  | 30 | 5 |  | Zone > SIA-ALH (Inventory)
| 200565 - CISTERN - LOW LEVEL - POLY | Hardware | Sanitary | 200565 |  | 11 | 3 |  | Zone > SIA-ALH (Inventory)
| 200567 - COUPLER - CMZ 15MM x 3/4 | Hardware | Building | 200567 |  | 26 | 10 |  | Zone > SIA-ALH (Inventory)
| 200568 - COVER - PVC TOILET SEAT | Plumbing | Toilet | 200568 |  | 8 | 3 |  | Zone > SIA-ALH (Inventory)
| 200569 - DOOR BOLT - INDICATING - SHOW | Hardware | Building | 200569 |  | 15 | 5 |  | Zone > SIA-ALH (Inventory)
| 200570 - DOOR CLOSER - DORMA - T-73 | Hardware | Building | 200570 |  | 10 | 3 |  | Zone > SIA-ALH (Inventory)
| 200571 - DOOR CLOSER - DORMAR-TS-72 | Hardware | Building | 200571 |  | 1 | 1 |  | Zone > SIA-ALH (Inventory)
| 200572 - DOOR CLOSER - RIGHT - NEW ST | Hardware | Building | 200572 |  | 2 | 1 |  | Zone > SIA-ALH (Inventory)
| 200573 - DOOR CLOSER -EXP - NEW STAR - | Hardware | Building | 200573 |  | 1 | 0 |  | Zone > SIA-ALH (Inventory)
| 200574 - DOOR CLOSER -LEFT - NEW STAR | Hardware | Building | 200574 |  | 5 | 1 |  | Zone > SIA-ALH (Inventory)
| 200575 - DOOR HOLDER -SPHERIC MAGNETIC | Hardware | Building | 200575 |  | 16 | 5 |  | Zone > SIA-ALH (Inventory)
| 200576 - ELBOW - BEND 4" X 45 DEG | Hardware | Building | 200576 |  | 2 | 1 |  | Zone > SIA-ALH (Inventory)
| 200577 - ELBOW - BEND 4"" X 80 DEG | Hardware | Building | 200577 |  | 10 | 3 |  | Zone > SIA-ALH (Inventory)
| 200578 - ELBOW - BEND 4" X 90 DEG | Hardware | Building | 200578 |  | 2 | 0 |  | Zone > SIA-ALH (Inventory)
| 200579 - ELBOW - UPVC 1 1/2"x90 DEG SS213 | Hardware | Building | 200579 |  | 11 | -3 |  | Zone > SIA-ALH (Inventory)
| 200580 - ELBOW - UPVC 1 1/4"x90 D | Hardware | Building | 200580 |  | 23 | 10 |  | Zone > SIA-ALH (Inventory)
| 200581 - 200581 - ELBOW - UPVC 2"" x 90 DEG | Hardware | Building | 200581 |  | 19 | 3 |  | Zone > SIA-ALH (Inventory)
| 200582 - ELBOW - BEND UPVC 3" X 4 | Hardware | Building | 200582 |  | 7 | 3 |  | Zone > SIA-ALH (Inventory)
| 200583 - ELBOW - BEND UPVC 3"" X 90 | Hardware | Building | 200583 |  | 8 | 3 |  | Zone > SIA-ALH (Inventory)
| 200584 - ELBOW - 1 1/2" C/C CMZ CR | Hardware | Building | 200584 |  | 4 | 1 |  | Zone > SIA-ALH (Inventory)
| 200585 - ELBOW - 1 1/4" C/C CMZ CR | Hardware | Building | 200585 |  | 16 | 5 |  | Zone > SIA-ALH (Inventory)
| 200586 - ELBOW - 1/2" C/C CR | Hardware | Building | 200586 |  | 55 | 10 |  | Zone > SIA-ALH (Inventory)
| 200587 - ELBOW - 15MM CFZ (WALL PLATED) | Hardware | Building | 200587 |  | 16 | 5 |  | Zone > SIA-ALH (Inventory)
| 200588 - ELBOW - 15MM x 1/2" CF1 BS8 | Hardware | Building | 200588 |  | 5 | 3 |  | Zone > SIA-ALH (Inventory)
| 200589 - ELBOW - 15MM x 1/2"" CMZ CR " | Hardware | Building | 200589 |  | 16 | 5 |  | Zone > SIA-ALH (Inventory)
| 200590 - ELBOW - 15MM x 2MM CXL BS864-2 | Hardware | Building | 200590 |  | 22 | 5 |  | Zone > SIA-ALH (Inventory)
| 200591 - ELBOW - 22MM C/C CR | Hardware | Building | 200591 |  | 44 | 10 |  | Zone > SIA-ALH (Inventory)
| 200592 - ELBOW - 22MM C/M CR BS-864-2 | Hardware | Building | 200592 |  | 12 | 5 |  | Zone > SIA-ALH (Inventory)
| 200593 - ELBOW - UPVC 1 1/2"x45 DEG | Hardware | Building | 200593 |  | 24 | 10 |  | Zone > SIA-ALH (Inventory)
| 200594 - ELBOW - UPVC 1 1/4""x45 DE | Hardware | Building | 200594 |  | 9 | 3 |  | Zone > SIA-ALH (Inventory)
| 200595 - ELBOW - UPVC 2"x45 DEG SS | Hardware | Building | 200595 |  | 12 | 5 |  | Zone > SIA-ALH (Inventory)
| 200596 - FLOAT BALL ARM 1/2 WITH VALV | Hardware | Building | 200596 |  | 20 | 5 |  | Zone > SIA-ALH (Inventory)
| 200597 - FLOOR GRATING - PVC 6" S | Hardware | Building | 200597 |  | 0 | 0 |  | Zone > SIA-ALH (Inventory)
| 200598 - FLOOR GRATING - S/S 6"" SQ | Hardware | Building | 200598 |  | 24 | 5 |  | Zone > SIA-ALH (Inventory)
| 200599 - FLUSHING HANDLE - HIGH LEVEL | Hardware | Building | 200599 |  | 54 | 10 |  | Zone > SIA-ALH (Inventory)
| 200600 - FLUSHING HANDLE -LOW LEVEL | Hardware | Building | 200600 |  | 34 | 10 |  | Zone > SIA-ALH (Inventory)
| 200601 - GRATING - BASIN WASTE 1 1/4 | Hardware | Building | 200601 |  | 36 | 10 |  | Zone > SIA-ALH (Inventory)
| 200603 - HASP & STAPLE - SS 6"" x 1 | Hardware | Building | 200603 |  | 86 | 10 |  | Zone > SIA-ALH (Inventory)
| 200604 - HINGES - 4" x 3" S/S DOOR | Hardware | Building | 200604 |  | 50 | 10 |  | Zone > SIA-ALH (Inventory)
| 200605 - HOLDER - PAPER - BOBRICK - B2 | Hardware | Building | 200605 |  | 25 | 10 |  | Zone > SIA-ALH (Inventory)
| 200606 - HOOK - BRASS FLUSHING | Hardware | Building | 200606 |  | 120 | 10 |  | Zone > SIA-ALH (Inventory)
| 200607 - HOSE - SS FLEXIBLE 1 | Hardware | Building | 200607 |  | 3 | 1 |  | Zone > SIA-ALH (Inventory)
| 200608 - HOSE - SS FLEXIBLE 16" | Hardware | Building | 200608 |  | 23 | 10 |  | Zone > SIA-ALH (Inventory)
| 200609 - HOSE - SS FLEXIBLE 14" | Hardware | Building | 200609 |  | 50 | 10 |  | Zone > SIA-ALH (Inventory)
| 200610 - HOSE - SS FLEXIBLE 18" | Hardware | Building | 200610 |  | 6 | 3 |  | Zone > SIA-ALH (Inventory)
| 200611 - HOSE - SS FLEXIBLE 8" | Hardware | Building | 200611 |  | 5 | 2 |  | Zone > SIA-ALH (Inventory)
| 200612 - HOSE CLIP - SS 3/4" | Hardware | Building | 200612 |  | 37 | 10 |  | Zone > SIA-ALH (Inventory)
| 200613 - HOSE CLIP - SS 1 1/4" | Hardware | Building | 200613 |  | 40 | 10 |  | Zone > SIA-ALH (Inventory)
| 200614 - HOSE CLIP - SS 1" - SS304 | Hardware | Building | 200614 |  | 16 | 5 |  | Zone > SIA-ALH (Inventory)
| 200615 - HOSE CLIP - SS 2" | Hardware | Building | 200615 |  | 17 | 10 |  | Zone > SIA-ALH (Inventory)
| 200617 - LOCK - SERV. DUCT & RISER-SHO | Hardware | Building | 200617 |  | 0 | 0 |  | Zone > SIA-ALH (Inventory)
| 200618 - LOCK - SS-G04-90-UA-US32D-45W | Hardware | Building | 200618 |  | 15 | 5 |  | Zone > SIA-ALH (Inventory)
| 200619 - LOCK - SSG25-60 UA-US32D-45W - SHOWA | Hardware | Building | 200619 |  | 10 | 3 |  | Zone > SIA-ALH (Inventory)
| 200620 - LOCK NUT - BRASS TYPE-2 | Hardware | Building | 200620 |  | 152 | 10 |  | Zone > SIA-ALH (Inventory)
| 200621 - LOCK- SS-G37-60-UA-US32D-45W- | Hardware | Building | 200621 |  | 4 | 1 |  | Zone > SIA-ALH (Inventory)
| 200622 - LOCK-SD-G25-70-UA-US32D-51MW- | Hardware | Building | 200622 |  | 7 | 2 |  | Zone > SIA-ALH (Inventory)
| 200624 - LOCK-SSG25-90-UA-US32D-45W-S- | Building | Door | 200624 |  | 16 | 5 |  | Zone > SIA-ALH (Inventory)
| 200625 - LOCK-SSG37-70 BRKT GMK7D-45W- | Building | Door | 200625 |  | 8 | 5 |  | Zone > SIA-ALH (Inventory)
| 200626 - LOCK-SS-G37-UA-US32D-45W-S - | Building | Door | 200626 |  | 13 | 5 |  | Zone > SIA-ALH (Inventory)
| 200627 - LOCK-SS-U15-60-UA-US32D-45MW- | Building | Door | 200627 |  | 17 | 5 |  | Zone > SIA-ALH (Inventory)
| 200628 - NIPPLE - BRONZE 1" | Building | Accessories | 200628 |  | 20 | 5 |  | Zone > SIA-ALH (Inventory)
| 200629 - NIPPLE - BRONE 1/2" | Building | Accessories | 200629 |  | 17 | 5 |  | Zone > SIA-ALH (Inventory)
| 200630 - NOZZLE - BRASS BIB 1/2" | Building | Accessories | 200630 |  | 37 | 10 |  | Zone > SIA-ALH (Inventory)
| 200631 - PADLOCK - SYSTEM ""A"" - V | Building | Accessories | 200631 |  | 4 | 1 |  | Zone > SIA-ALH (Inventory)
| 200632 - PAINT - WHITE - CAMEO - BS08 | Building | Accessories | 200632 |  | 3 | 1 |  | Zone > SIA-ALH (Inventory)
| 200634 - PAINT - LINEN WHITE - CAMEO - | Building | Accessories | 200634 |  | 4 | 1 |  | Zone > SIA-ALH (Inventory)
| 200636 - PIPE - COPPER 1" x 5.8M | Hardware | Building | 200636 |  | 40 | 10 |  | Zone > SIA-ALH (Inventory)
| 200637 - PIPE - COPPER 1 3/4" x 2 (LG) | Hardware | Building | 200637 |  | 0 | 0 |  | Zone > SIA-ALH (Inventory)
| 200638 - IPE - COPPER 1/2"" x 2.9 (LG) | Hardware | Building | 200638 |  | 3 | 1 |  | Zone > SIA-ALH (Inventory)
| 200639 - PIPE - COPPER 3/4" x 5.8 | Hardware | Building | 200639 |  | 40 | 10 |  | Zone > SIA-ALH (Inventory)
| 200640 - IPE - UPVC 3"" x 5.8M B (LG) | Hardware | Building | 200640 |  | 6 | 1 |  | Zone > SIA-ALH (Inventory)
| 200641 - PIPE - UPVC 1 1/2" x 5.8 | Hardware | Building | 200641 |  | 31 | 10 |  | Zone > SIA-ALH (Inventory)
| 200642 - PIPE - UPVC 1 1/4" (LG) | Hardware | Building | 200642 |  | 10 | 2 |  | Zone > SIA-ALH (Inventory)
| 200643 - PIPE - UPVC 4" x 5.8M | Hardware | Building | 200643 |  | 10 | 2 |  | Zone > SIA-ALH (Inventory)
| 200644 - PIPE - COPPER 1 1/2"" x 5.8M" | Hardware | Building | 200644 |  | 17 | 5 |  | Zone > SIA-ALH (Inventory)
| 200645 - PIPE - COPPER 1 1/4" x 5. | Hardware | Building | 200645 |  | 22 | 10 |  | Zone > SIA-ALH (Inventory)
| 200646 - IPE - COPPER 2"" x 5.8M | Hardware | Building | 200646 |  | 50 | 10 |  | Zone > SIA-ALH (Inventory)
| 200647 - PLUG - GALV'D 1/2" | Building | Accessories | 200647 |  | 1 | 1 |  | Zone > SIA-ALH (Inventory)
| 200648 - PLUG - GALV'D 3/4" | Building | Accessories | 200648 |  | 6 | 1 |  | Zone > SIA-ALH (Inventory)
| 200649 - ROLL SPINDLE - BOBRICK - B2740 | Building | Accessories | 200649 |  | 21 | 10 |  | Zone > SIA-ALH (Inventory)
| 200650 - RUBBER CONE - 1 1/2" HIGH L | Building | Door | 200650 |  | 12 | 3 |  | Zone > SIA-ALH (Inventory)
| 200651 -RUBBER CONE - 1 1/2" LOW LEVEL | Building | Door | 200651 |  | 3 | 1 |  | Zone > SIA-ALH (Inventory)
| 200652 - RUBBER CONE - 1 1/4" HIGH L | Building | Door | 200652 |  | 9 | 3 |  | Zone > SIA-ALH (Inventory)
| 200653 - RUBBER STOPPER - 2"" F.LLIM | Building | Door | 200653 |  | 5 | 2 |  | Zone > SIA-ALH (Inventory)
| 200654 - RUBBER STOPPER - 3" F.LLIM | Building | Door | 200654 |  | 9 | 3 |  | Zone > SIA-ALH (Inventory)
| 200655 - 200655 - SHOWER HEAD | Hardware | Sanitary | 200655 |  | 18 | 3 |  | Zone > SIA-ALH (Inventory)
| 200656 - SIPHON - CF-10MV EX-12 | Hardware | Sanitary | 200656 |  | 1 | 1 |  | Zone > SIA-ALH (Inventory)
| 200657 - SIPHON - PVC CISTERN | Hardware | Sanitary | 200657 |  | 44 | 10 |  | Zone > SIA-ALH (Inventory)
| 200658 - SOCKET - UPVC 4" | Building | Accessories | 200658 |  | 4 | 1 |  | Zone > SIA-ALH (Inventory)
| 200659 - SOCKET - UPVC 2" | Building | Accessories | 200659 |  | 12 | 3 |  | Zone > SIA-ALH (Inventory)
| 200660 - SOCKET - UPVC 3" | Building | Accessories | 200660 |  | 8 | 3 |  | Zone > SIA-ALH (Inventory)
| 200661 - SOCKET - GALV'D 1/2" | Building | Accessories | 200661 |  | 16 | 5 |  | Zone > SIA-ALH (Inventory)
| 200662 - SOCKET - GALV'D 3/4" | Building | Accessories | 200662 |  | 10 | 5 |  | Zone > SIA-ALH (Inventory)
| 200663 - SOCKET - UPVC 1 1/2" | Building | Accessories | 200663 |  | 14 | 5 |  | Zone > SIA-ALH (Inventory)
| 200664 - SOCKET - UPVC 1 1/4" | Building | Accessories | 200664 |  | 8 | 3 |  | Zone > SIA-ALH (Inventory)
| 200665 - SOLVENT CEMENT - UPVC 500G - | Building | Accessories | 200665 |  | 10 | 3 |  | Zone > SIA-ALH (Inventory)
| 200666 - STOP END - 1/2" CR | Building | Accessories | 200666 |  | 2 | 1 |  | Zone > SIA-ALH (Inventory)
| 200667 - STOP END - 3/4" CR | Building | Accessories | 200667 |  | 13 | 5 |  | Zone > SIA-ALH (Inventory)
| 200669 - STOPCOCK - 1" C/C CR | Building | Accessories | 200669 |  | 15 | 5 |  | Zone > SIA-ALH (Inventory)
| 200670 - STOPCOCK - 1/2" C/C CR | Building | Accessories | 200670 |  | 7 | 3 |  | Zone > SIA-ALH (Inventory)
| 200672 - STOPCOCK - 3/4" C/C | Building | Accessories | 200672 |  | 9 | 3 |  | Zone > SIA-ALH (Inventory)
| 200673 - TAP - BASIN GLOBAL GL301 3 | Hardware | Sanitary | 200673 |  | 21 | 5 |  | Zone > SIA-ALH (Inventory)
| 200674 - TAP - BRASS 1/2" BIB BS10 | Hardware | Sanitary | 200674 |  | 14 | 5 |  | Zone > SIA-ALH (Inventory)
| 200675 - TAP - MIXER | Hardware | Sanitary | 200675 |  | 8 | 3 |  | Zone > SIA-ALH (Inventory)
| 200676 - TAP - PILLAR C/P 1/2"" ARMIT | Hardware | Sanitary | 200676 |  | 13 | 5 |  | Zone > SIA-ALH (Inventory)
| 200677 - TAP - SWAN-NECK - FARIS - 0401 | Plumbing | Tap | 200677 |  | 1 | 1 |  | Zone > SIA-ALH (Inventory)
| 200679 - TAP - WALL MOUNTED C/P 1/2" | Hardware | Sanitary | 200679 |  | 13 | 3 |  | Zone > SIA-ALH (Inventory)
| 200680 - TEE - UPVC 4"" - S213 " | Building | Accessories | 200680 |  | 2 | 1 |  | Zone > SIA-ALH (Inventory)
| 200681 - TEE - UPVC 45 DEGREE 4" | Building | Accessories | 200681 |  | 6 | 3 |  | Zone > SIA-ALH (Inventory)
| 200682 - TEE - BRASS C/C CR 1/2"" - C | Building | Accessories | 200682 |  | 40 | 10 |  | Zone > SIA-ALH (Inventory)
| 200683 - TEE - BRASS CR 3/4"x1/2" - | Building | Accessories | 200683 |  | 16 | 5 |  | Zone > SIA-ALH (Inventory)
| 200684 -TEE - BRASS SIDE CR 1/2"" - | Building | Accessories | 200684 |  | 30 | 10 |  | Zone > SIA-ALH (Inventory)
| 200685 - TEE - UPVC 1 1/2" | Building | Accessories | 200685 |  | 25 | 10 |  | Zone > SIA-ALH (Inventory)
| 200686 - TEE - UPVC 1 1/4" | Building | Accessories | 200686 |  | 62 | 10 |  | Zone > SIA-ALH (Inventory)
| 200687 - TRAP - PVC 4" "P" | Hardware | Building | 200687 |  | 5 | 2 |  | Zone > SIA-ALH (Inventory)
| 200688 - TRAP - PVC URINAL C/W PLUG | Plumbing | Toilet | 200688 |  | 2 | 1 |  | Zone > SIA-ALH (Inventory)
| 200689 - TRAP - PVC DISCONNECTOR ""P | Building | Accessories | 200689 |  | 7 | 3 |  | Zone > SIA-ALH (Inventory)
| 200690 - UNION - C/C 1 1/2" CR - CON | Building | Accessories | 200690 |  | 0 | 0 |  | Zone > SIA-ALH (Inventory)
| 200691 - UNION - C/C 15MM CR - CONEX - | Building | Accessories | 200691 |  | 88 | 10 |  | Zone > SIA-ALH (Inventory)
| 200692 - UNION - C/C 2"" CR - CONEX" | Building | Accessories | 200692 |  | 2 | 1 |  | Zone > SIA-ALH (Inventory)
| 200693 - UNION - C/C 3/4" CR - CONEX | Building | Accessories | 200693 |  | 11 | 3 |  | Zone > SIA-ALH (Inventory)
| 200694 - UNION - C/F 22MM x 3/4" - CONEX | Building | Accessories | 200694 |  | 7 | 3 |  | Zone > SIA-ALH (Inventory)
| 200695 - UNION - C/M 1/2" CR - CONEX | Building | Accessories | 200695 |  | 40 | 10 |  | Zone > SIA-ALH (Inventory)
| 200696 - UNION - CF1 15MM X 3/4" CR | Building | Accessories | 200696 |  | 35 | 10 |  | Zone > SIA-ALH (Inventory)
| 200697 - UNION - CMZ C/C 1 1/4"" CR | Building | Accessories | 200697 |  | 3 | 1 |  | Zone > SIA-ALH (Inventory)
| 200698 - VALVE - BRASS "C" GATE 2 | Building | Accessories | 200698 |  | 6 | 1 |  | Zone > SIA-ALH (Inventory)
| 200699 - VALVE - BRASS GATE "C" CR | Building | Accessories | 200699 |  | 11 | 3 |  | Zone > SIA-ALH (Inventory)
| 200701 - VALVE - BRASS GATE ""C"" | Building | Accessories | 200701 |  | 0 | 0 |  | Zone > SIA-ALH (Inventory)
| 200702 - VALVE - GATE 1 1/2" CR | Building | Accessories | 200702 |  | 1 | 1 |  | Zone > SIA-ALH (Inventory)
| 200703 - VALVE - MINI METAL CP C/C | Building | Accessories | 200703 |  | 9 | 3 |  | Zone > SIA-ALH (Inventory)
| 200704 - VALVE - MINI METAL CP C/C | Hardware | Building | 200704 |  | 12 | 3 |  | Zone > SIA-ALH (Inventory)
| 200705 - VALVE - MINI VALVE -M/F 1/2 | Building | Accessories | 200705 |  | 5 | 3 |  | Zone > SIA-ALH (Inventory)
| 200706 - VALVE - RETROFIT BOBRICK - 2 | Building | Accessories | 200706 |  | 22 | 5 |  | Zone > SIA-ALH (Inventory)
| 200707 - WASHER - TELFON 1 1/4" | Building | Accessories | 200707 |  | 45 | 10 |  | Zone > SIA-ALH (Inventory)
| 200842 - SOAP DISPENSER-HORIZONTAL S/S | Hardware | Sanitary | 200842 |  | 10 | 3 |  | Zone > SIA-ALH (Inventory)
| 200991 - BULB PL 2P 18W/41-827 G24d-2 | Electrical | Bulb | 200991 |  | 5 | 1 |  | Zone > SIA-ALH (Inventory)
| 201005 - BULB HALOGEN HALOSTAR 12V 20w | Electrical | Bulb | 201005 |  | 17 | 5 |  | Zone > SIA-ALH (Inventory)
| 201303 - BULB HALOSTAR CLEAR 20W/12V | Electrical | Bulb | 201303 |  | 47 | 10 |  | Zone > SIA-ALH (Inventory)
| 201306 - BULB PANEL INDICATOR BA9 30V | Electrical | Bulb | 201306 |  | 34 | 10 |  | Zone > SIA-ALH (Inventory)
| 201307 - BULB PANEL INDICATOR BA9 6.3V | Electrical | Bulb | 201307 |  | 1 | 0 |  | Zone > SIA-ALH (Inventory)
| 201312 - FUSE 6A LEGRAND | Electrical | Accessories | 201312 |  | 9 | 3 |  | Zone > SIA-ALH (Inventory)
| 201327 - LAMP OSRAM 18W/41 2P | Electrical | Lamp | 201327 |  | 0 | 0 |  | Zone > SIA-ALH (Inventory)
| 201361 - MOTOR 415/3P/50, 11 KW , TEC | Building | Accessories | 201361 |  | 1 | 0 |  | Zone > SIA-ALH (Inventory)
| 201362 - MOTOR 415/3P/50, 15 KW | Building | Accessories | 201362 |  | 1 | 0 |  | Zone > SIA-ALH (Inventory)
| 201363 - MOTOR 415/3P/50, 18.5 KW , T | Building | Accessories | 201363 |  | 1 | 0 |  | Zone > SIA-ALH (Inventory)
| 201365 - MOTOR 415/3P/50, 7.5 KW , TE | Building | Accessories | 201365 |  | 1 | 0 |  | Zone > SIA-ALH (Inventory)
| 201382 - WEDGE,DOOR RUBBER | Building | Accessories | 201382 |  | 2 | 1 |  | Zone > SIA-ALH (Inventory)
| 201388 - HOOK, TOILET COAT, META TYPE | Hardware | Sanitary | 201388 |  | 19 | 5 |  | Zone > SIA-ALH (Inventory)
| 201407 - WHEELCLAMPS, STANDARD | Building | Accessories | 201407 |  | 4 | 1 |  | Zone > SIA-ALH (Inventory)
| 201408 - BULB - 18W/41-827 - OSRAM - G24d 1200 | Electrical | Bulb | 201408 |  | 116 | 50 |  | Zone > SIA-ALH (Inventory)
| 201409 - BULB - INDICATOR NEON 230V 3W | Electrical | Bulb | 201409 |  | 70 | 10 |  | Zone > SIA-ALH (Inventory)
| 201410 - BULB - INDICATOR NEON 230V 7W | Electrical | Bulb | 201410 |  | 150 | 10 |  | Zone > SIA-ALH (Inventory)
| 201411 - CLOCK - SLAVE - SEIKO - SC-316 | Electrical | Accessories | 201411 |  | 3 | 1 |  | Zone > SIA-ALH (Inventory)
| 201416 - FUSE - 6A OFFSET - 68A-2 | Electrical | Accessories | 201416 |  | 11 | 5 |  | Zone > SIA-ALH (Inventory)
| 201417 - FUSE - GLASS 2.5A | Electrical | Accessories | 201417 |  | 26 | 5 |  | Zone > SIA-ALH (Inventory)
| 201418 - FUSE - GLASS 5A | Electrical | Accessories | 201418 |  | 25 | 10 |  | Zone > SIA-ALH (Inventory)
| 201419 - FUSE - GLASS 15A | Electrical | Accessories | 201419 |  | 30 | 10 |  | Zone > SIA-ALH (Inventory)
| 201420 - HOLDER - B1-PIN FLO | Electrical | Accessories | 201420 |  | 96 | 20 |  | Zone > SIA-ALH (Inventory)
| 201421 - HOLDER - 36W FLO | Electrical | Accessories | 201421 |  | 21 | 10 |  | Zone > SIA-ALH (Inventory)
| 201422 - HOLDER - STARTER FLO | Electrical | Accessories | 201422 |  | 36 | 10 |  | Zone > SIA-ALH (Inventory)
| 201423 - HOLDER - START TWIN FLO | Electrical | Accessories | 201423 |  | 28 | 5 | 2021-06-08 | Zone > SIA-ALH (Inventory)
| 201424 - LAMP - MINIATURE 28V - NIPPON | Electrical | Lamp | 201424 |  | 197 | 10 |  | Zone > SIA-ALH (Inventory)
| 201425 - TEE - INSPECTION 3/4' | Electrical | Accessories | 201425 |  | 17 | 10 |  | Zone > SIA-ALH (Inventory)
| 201426 - TUBE - DAYLIGHT 4FT - L36W/21 | Electrical | Lamp | 201426 |  | 15 | 10 |  | Zone > SIA-ALH (Inventory)
| 201427 - TUBE - BLACK INSECT KILLER 1 | Electrical | Lamp | 201427 |  | 40 | 10 |  | Zone > SIA-ALH (Inventory)
| 201428 - PLATE - COVER - MK - EST300 | Electrical | Plate | 201428 |  | 25 | 10 |  | Zone > SIA-ALH (Inventory)
| 201429 - PLATE - COVER - MK - EFT300 | Electrical | Plate | 201429 |  | 26 | 10 |  | Zone > SIA-ALH (Inventory)
| 201447 - FILTER - WATER FILTER MODEL C | Hardware | Filter | 201447 |  | 90 | 10 |  | Zone > SIA-ALH (Inventory)
| 202200 - HANDRYER - COVER | Accessories | Hand Dryer | 202200 |  | 8 | 3 |  | Zone > SIA-ALH (Inventory)
| 202300 - BULB - INDICATOR NEON 220V E10 | Electrical | Bulb | 202300 |  | 47 | 10 |  | Zone > SIA-ALH (Inventory)
| 202302 - Washable Filters Thickness 15mmX20mX2m | ACMV | Filter | 202302 |  | 1 | 1 |  | Zone > SIA-ALH (Inventory)
| 202320 - INDICATION BULB 24V 25mA PIN | Electrical | Bulb | 202320 |  | 6 | 3 |  | Zone > SIA-ALH (Inventory)
| 202322 - INDICATION BULB 30V 100mA PIN | Electrical | Bulb | 202322 |  | 8 | 3 |  | Zone > SIA-ALH (Inventory)
| 202341 - UVIR FLAME DETECTOR HGR1 | Electrical | Accessories | 202341 |  | 1 | 0 |  | Zone > SIA-ALH (Inventory)
| 202360 - TUBE - PHILIPS -TL5 - 28W/840 | Electrical | Lamp | 202360 |  | 0 | 0 |  | Zone > SIA-ALH (Inventory)
| 202361 - TUBE - COOL WHITE OSRAM FH -1 | Electrical | Lamp | 202361 |  | 27 | 10 |  | Zone > SIA-ALH (Inventory)
| 202420 - LAMP ENERGY SAVING SPIRAL 8W | Electrical | Lamp | 202420 |  | 23 | 10 |  | Zone > SIA-ALH (Inventory)
| 202436 - Valve - Check 8" OS & Y | Fire | Accessories | 202436 |  | 1 | 1 |  | Zone > SIA-ALH (Inventory)
| 202445 - Tube - TL5 ESS 14W/830 warm White | Electrical | Fast Moving | 202445 |  | 536 | 100 |  | Zone > SIA-ALH (Inventory)
| 202446 - Tube - TL5 ESS 28W/830 warm White 2(4ft) | Electrical | Fast Moving | 202446 |  | 342 | 100 |  | Zone > SIA-ALH (Inventory)
| 202470 - Valve-WC Flush valve TV150CM3 | Hardware | Sanitary | 202470 |  | 3 | 1 |  | Zone > SIA-ALH (Inventory)
| 202471 - Valve-Urinal Flush valve T60C | Plumbing | Toilet | 202471 |  | 3 | 1 |  | Zone > SIA-ALH (Inventory)
| 202472 - Tap-Self closing tap TX126LES | Plumbing | Tap | 202472 |  | 2 | 1 |  | Zone > SIA-ALH (Inventory)
| 202474 - Soap Dispenser-Rigel 900ml Wa | Accessories | Soap Dispenser | 202474 |  | 6 | 3 |  | Zone > SIA-ALH (Inventory)
| 202476 - Cover-Toilet seat cover white | Plumbing | Toilet | 202476 |  | 4 | 1 |  | Zone > SIA-ALH (Inventory)
| 202477 - Cover-Toilet seat cover white | Plumbing | Toilet | 202477 |  | 9 | 3 |  | Zone > SIA-ALH (Inventory)
| 202478 - Hook-Coat Hook 100mm SS Base | Building | Door | 202478 |  | 18 | 1 |  | Zone > SIA-ALH (Inventory)
| 202479 - Urinal-Procelain Strainer U44 | Plumbing | Toilet | 202479 |  | 18 | 3 |  | Zone > SIA-ALH (Inventory)
| 202480 - Tap-Self closing taphead S321 | Plumbing | Tap | 202480 |  | 0 | 1 |  | Zone > SIA-ALH (Inventory)
| 202481 - Tap-Tap aerator TX606KES | Plumbing | Tap | 202481 |  | 11 | 3 |  | Zone > SIA-ALH (Inventory)
| 202510 - C/B-T.F. micro-perforated 600 | Building | Board | 202510 |  | 50 | 10 |  | Zone > SIA-ALH (Inventory)
| 202511 - C/B-T.F. micro-perforated 120 | Building | Board | 202511 |  | 0 | 10 |  | Zone > SIA-ALH (Inventory)
| 202512 - C/B-T.T. micro-perforated 600 | Building | Board | 202512 |  | 40 | 10 |  | Zone > SIA-ALH (Inventory)
| 202513 - C/B-T.T. micro-perforated 120 | Building | Board | 202513 |  | 46 | 10 |  | Zone > SIA-ALH (Inventory)
| 202514 - C/B-Radar Ceramic 600x600x15m | Building | Board | 202514 |  | 17 | 10 |  | Zone > SIA-ALH (Inventory)
| 202515 - FOUR STAGE FILTER | Mechanical | Filter | 202515 |  | 26 | 5 |  | Zone > SIA-ALH (Inventory)
| 202519 - Tap-Bib Tap T26-13 | Plumbing | Tap | 202519 |  | 3 | 1 |  | Zone > SIA-ALH (Inventory)
| 202520 - Tap-Self Closing Tap TX126LEV1 | Plumbing | Tap | 202520 |  | 10 | 3 |  | Zone > SIA-ALH (Inventory)
| 202544 - Tube - TL5 28W/840 HE Cool White 4FT | Electrical | Fast Moving | 202544 |  | 402 | 100 |  | Zone > SIA-ALH (Inventory)
| 202545 - Tap-S.C Lavatory Faccet RL Q2 | Plumbing | Tap | 202545 |  | 0 | 1 |  | Zone > SIA-ALH (Inventory)
| 202570 - BIDET SPRAY SET | Hardware | Sanitary | 202570 |  | 33 | 5 |  | Zone > SIA-ALH (Inventory)
| 202616 - LOCK - SD-G37-70-GA-US32D-45W | Hardware | Building | 200616 |  | 0 | 0 |  | Zone > SIA-ALH (Inventory)
| 202680 - Tap spring for hot water urn | Hardware | Building | 202680 |  | 21 | 5 |  | Zone > SIA-ALH (Inventory)
| 202681 - O-Ring for hot water tap | Hardware | Building | 202681 |  | 31 | 5 |  | Zone > SIA-ALH (Inventory)
| 202700 - EXIT LIGHT FITTING | Electrical | Accessories | 202700 |  | 8 | 2 |  | Zone > SIA-ALH (Inventory)
| 202701 - EXIT LIGHT FITTING LEFT ARROW | Electrical | Accessories | 202701 |  | 9 | 2 |  | Zone > SIA-ALH (Inventory)
| 202702 - EXIT LIGHT FITTING RIGHT ARROW | Electrical | Accessories | 202702 |  | 5 | 2 |  | Zone > SIA-ALH (Inventory)
| 202703 - CHROME WC DUAL FLUSH BUTTON W | Plumbing | Toilet | 202703 |  | 4 | 1 |  | Zone > SIA-ALH (Inventory)
| 202704 - CHROME URINAL MONO FLUSH BUTT | Plumbing | Toilet | 202704 |  | 9 | 3 |  | Zone > SIA-ALH (Inventory)
| 230000 - GRID - 3G STEEL - MK - MK373 | Electrical | Accessories | 230000 |  | 12 | 5 |  | Zone > SIA-ALH (Inventory)
| 230001 - GRID - SWITCH SCREW 40MM | Electrical | Accessories | 230001 |  | 49 | 10 |  | Zone > SIA-ALH (Inventory)
| 230002 - GRID - SWITCH SCREW 50MM | Electrical | Accessories | 230002 |  | 50 | 10 |  | Zone > SIA-ALH (Inventory)
| 230003 - GUARD - EYE - GSAW1 | Electrical | Accessories | 230003 |  | 17 | 10 |  | Zone > SIA-ALH (Inventory)
| 230004 - HOLDER - 5A LAMP PIN - SE200 | Electrical | Accessories | 230004 |  | 10 | 3 |  | Zone > SIA-ALH (Inventory)
| 230005 - ISOLATOR - 63A 550V - MEM | Electrical | Isolator | 230005 |  | 0 | 0 |  | Zone > SIA-ALH (Inventory)
| 230006 - LAMP - FITTING - YAMADA SHOME | Electrical | Lamp | 230006 |  | 3 | 1 |  | Zone > SIA-ALH (Inventory)
| 230009 - LAMP-HALOGEN MINIATURE 12V/12W | Electrical | Lamp | 230009 |  | 40 | 10 |  | Zone > SIA-ALH (Inventory)
| 230013 - MCB - 1P 20A - ABB - S251 | Electrical | Circuit Breaker | 230013 |  | 6 | 2 |  | Zone > SIA-ALH (Inventory)
| 230017 - MCB - 2P 16A - ABB - S252 | Electrical | Circuit Breaker | 230017 |  | 8 | 3 |  | Zone > SIA-ALH (Inventory)
| 230018 - MCB - 2P 20A - ABB - S252 | Electrical | Conduit | 230018 |  | 10 | 3 |  | Zone > SIA-ALH (Inventory)
| 230019 - MCB - 2P 20A HBH - MITSUBISHI | Electrical | Circuit Breaker | 230019 |  | 10 | 3 |  | Zone > SIA-ALH (Inventory)
| 230020 - MCB - 2P 30A HBH - MITSUBIUSHI | Electrical | Circuit Breaker | 230020 |  | 10 | 3 |  | Zone > SIA-ALH (Inventory)
| 230021 - MCB - 3P 20A HQP | Electrical | Circuit Breaker | 230021 |  | 10 | 3 |  | Zone > SIA-ALH (Inventory)
| 230022 - MCB - 3P 30A - ABB - S253 | Electrical | Circuit Breaker | 230022 |  | 0 | 0 |  | Zone > SIA-ALH (Inventory)
| 230024 - MCCB - 3P 100A 45KA - MITSUBI | Electrical | Circuit Breaker | 230024 |  | 1 | 0 |  | Zone > SIA-ALH (Inventory)
| 230025 - METER - 500V PANEL | Electrical | Meter | 230025 |  | 1 | 0 |  | Zone > SIA-ALH (Inventory)
| 230026 - OUTLET - WHI TELEPHONE - MK29 | Electrical | Accessories | 230026 |  | 2 | 0 |  | Zone > SIA-ALH (Inventory)
| 230028 - SHADE - LAMP EYE - SAW 401 | Electrical | Accessories | 230028 |  | 9 | 3 |  | Zone > SIA-ALH (Inventory)
| 230031 - SWITCH - 30A 2PINS - REYOLLE | Electrical | Switch | 230031 |  | 5 | 1 |  | Zone > SIA-ALH (Inventory)
| 230032 - SWITCH - MICRO LIMIT - B2 2RW | Electrical | Switch | 230032 |  | 3 | 1 |  | Zone > SIA-ALH (Inventory)
| 230035 - TUBE - DAYLIGHT 40W - NATIONAL | Electrical | Lamp | 230035 |  | 146 | 10 |  | Zone > SIA-ALH (Inventory)
| 230036 - TUBE - F/PROOF WHI 2FT - TLX | Electrical | Lamp | 230036 |  | 17 | 5 |  | Zone > SIA-ALH (Inventory)
| 230037 - ACTUATOR - DAMPER | Building | Accessories | 230037 |  | 3 | 1 |  | Zone > SIA-ALH (Inventory)
| 230039 - BEARING - BALL - SKF - 6312ZZ | Hardware | Building | 230039 |  | 4 | 2 |  | Zone > SIA-ALH (Inventory)
| 230041 - BEARING - SKF - 6209-2Z/Q66 | Building | Accessories | 230041 |  | 2 | 1 |  | Zone > SIA-ALH (Inventory)
| 230044 - BEARING - SKF - 6310-2Z/QE6 | Building | Accessories | 230044 |  | 2 | 1 |  | Zone > SIA-ALH (Inventory)
| 230046 - BELT - VEE - MITSUBOSHI - C180 | ACMV | Belt | 230046 |  | 4 | 1 |  | Zone > SIA-ALH (Inventory)
| 230047 - BELT - VEE - MITSUBOSHI - C90 | ACMV | Belt | 230047 |  | 3 | 1 |  | Zone > SIA-ALH (Inventory)
| 230048 - CONTROLLER - C TYPE | Hardware | Building | 230048 |  | 2 | 1 |  | Zone > SIA-ALH (Inventory)
| 230049 - CONTROLLER-PNEUMATIC RECEIVER | Hardware | Building | 230049 |  | 6 | 2 |  | Zone > SIA-ALH (Inventory)
| 230052 - DIFFUSER - SQUARE | Hardware | Building | 230052 |  | 2 | 1 |  | Zone > SIA-ALH (Inventory)
| 230052 - VALVE - DRAIN | Hardware | Building | 230062 |  | 6 | 2 |  | Zone > SIA-ALH (Inventory)
| 230054 - FILTER - ELEMENT 15 SCFM - 0 | Hardware | Filter | 230054 |  | 5 | 2 |  | Zone > SIA-ALH (Inventory)
| 230055 - GAUGE - PRESSURE CONTROL - 70 | Hardware | Building | 230055 |  | 2 | 1 |  | Zone > SIA-ALH (Inventory)
| 230056 - GAUGE - SINGLE PRESSURE CONTR | Hardware | Building | 230056 |  | 4 | 1 |  | Zone > SIA-ALH (Inventory)
| 230057 - GRILLE - FCU | Hardware | Building | 230057 |  | 10 | 3 |  | Zone > SIA-ALH (Inventory)
| 230059 - SWITCH - PRESSURE DIFFERENTI | Hardware | Building | 230059 |  | 1 | 1 |  | Zone > SIA-ALH (Inventory)
| 230061 - THERMOSTAT - HONEYWELL - T400 | Hardware | Building | 230061 |  | 1 | 1 |  | Zone > SIA-ALH (Inventory)
| 230065 - WHEEL - WORM - TAT - FFE 030 | NIL | NIL | 230065 |  | 80 | 10 |  | Zone > SIA-ALH (Inventory)
| 230067 - ADAPTOR - MBL/F1 1" | Building | Accessories | 230067 |  | 10 | 3 |  | Zone > SIA-ALH (Inventory)
| 230068 - ADAPTOR - MBL/F1 1/2" | Building | Accessories | 230068 |  | 9 | 3 |  | Zone > SIA-ALH (Inventory)
| 230069 - ADAPTOR - MBL/F1 3/4" | Building | Accessories | 230069 |  | 10 | 3 |  | Zone > SIA-ALH (Inventory)
| 230070 - ADAPTOR - MBL/M1 1 1/4" | Building | Accessories | 230070 |  | 20 | 5 |  | Zone > SIA-ALH (Inventory)
| 230071 - ADAPTOR - MBL/M1 1" | Building | Accessories | 230071 |  | 20 | 5 |  | Zone > SIA-ALH (Inventory)
| 230072 - ADAPTOR - MBL/M1 1/2" | Building | Accessories | 230072 |  | 20 | 5 |  | Zone > SIA-ALH (Inventory)
| 230073 - ADAPTOR - MBL/M1 3/4" | Building | Accessories | 230073 |  | 19 | 5 |  | Zone > SIA-ALH (Inventory)
| 230074 - BOLT - DEAD LOCK - GGE-07C393 | Building | Accessories | 230074 |  | 0 | 0 |  | Zone > SIA-ALH (Inventory)
| 230075 - BUSH - BRONZE 1 1/4" x 3/ | Building | Accessories | 230075 |  | 10 | 5 |  | Zone > SIA-ALH (Inventory)
| 230076 - BUSH - BRONZE 1 1/4"" x 1"" | Building | Accessories | 230076 |  | 10 | 5 |  | Zone > SIA-ALH (Inventory)
| 230077 - BUSH - BRONZE 1 1/4" x 1/2 | Building | Accessories | 230077 |  | 5 | 2 |  | Zone > SIA-ALH (Inventory)
| 230078 - BUSH - BRONZE 1"" x 3/4"" " | Building | Accessories | 230078 |  | 8 | 3 |  | Zone > SIA-ALH (Inventory)
| 230079 - BUSH - BRONZE 1" x 1/2" | Building | Accessories | 230079 |  | 4 | 1 |  | Zone > SIA-ALH (Inventory)
| 230081 - BUSH - BRONZE 3/4" x 1/2" | Building | Accessories | 230081 |  | 3 | 1 |  | Zone > SIA-ALH (Inventory)
| 230088 - CAP - UPVC 1 1/2"" WITH | Building | Accessories | 230088 |  | 5 | 2 |  | Zone > SIA-ALH (Inventory)
| 230089 - CAP - UPVC 2" WITH SCREW | Building | Accessories | 230089 |  | 15 | 5 |  | Zone > SIA-ALH (Inventory)
| 230090 - COUPLER - 22MM x 3/4" CR - | Building | Accessories | 230090 |  | 3 | 1 |  | Zone > SIA-ALH (Inventory)
| 230091 - COUPLER - CF2 15MM x 3/4"" C | Building | Accessories | 230091 |  | 3 | 1 |  | Zone > SIA-ALH (Inventory)
| 230092 - COUPLER - CFZ 22MM x 1/2" C | Building | Accessories | 230092 |  | 8 | 3 |  | Zone > SIA-ALH (Inventory)
| 230093 - COUPLER - CMZ 28MM x 1"" C | Building | Accessories | 230093 |  | 20 | 5 |  | Zone > SIA-ALH (Inventory)
| 230094 - COVER - PVC CISTERN | Building | Accessories | 230094 |  | 7 | 3 |  | Zone > SIA-ALH (Inventory)
| 230105 - ELBOW - 22MM x 1/2"" CMZ CR " | Building | Accessories | 230105 |  | 5 | 2 |  | Zone > SIA-ALH (Inventory) |  | sample_640×426 copy.JPEG
| 230106 - ELBOW - 22MM x 1/2"" CMZ CR " | Building | Accessories | 230106 |  | 3 | 1 |  | Zone > SIA-ALH (Inventory)
| 230119 - LOCK - SSU-75 - SHOWA | Building | Accessories | 230119 |  | 115 | 5 |  | Zone > SIA-ALH (Inventory)
| 230129 - RING - BRASS 1" COMPRESS | Building | Accessories | 230129 |  | 43 | 10 |  | Zone > SIA-ALH (Inventory)
| 230142 - STOPCOCK - 1 1/4" C/C | Building | Accessories | 230142 |  | 7 | 3 |  | Zone > SIA-ALH (Inventory)
| 230153 - UNION - C/C 1" x 3/4" CR - | Building | Accessories | 230153 |  | 71 | 5 |  | Zone > SIA-ALH (Inventory)
| 230154 - UNION - C/C 1/2"" x 3/4"" CR | Building | Accessories | 230154 |  | 16 | 5 |  | Zone > SIA-ALH (Inventory)
| 230155 - UNION - C/C 28MM CR - CONEX | Building | Accessories | 230155 |  | 44 | 5 |  | Zone > SIA-ALH (Inventory)
| 230156 - UNION - C/F1 22MM x 1" CR - | Building | Accessories | 230156 |  | 17 | 5 |  | Zone > SIA-ALH (Inventory)
| 230157 - UNION - C/F1 28MM x 1" | Building | Accessories | 230157 |  | 16 | 5 |  | Zone > SIA-ALH (Inventory)
| 230159 - UNION - CMZ 1" CR - CONEX - | Building | Accessories | 230159 |  | 11 | 5 |  | Zone > SIA-ALH (Inventory)
| 230299 - DIFFUSER, 4-WAY SC | Hardware | Building | 230299 |  | 66 | 10 |  | Zone > SIA-ALH (Inventory)
| 230305 - NOZZLE, FIRE HOSEREEL 1" | Fire | Accessories | 230305 |  | 2 | 1 |  | Zone > SIA-ALH (Inventory)
| 230327 - RAISED FLOOR SUCKER | Electrical | Accessories | 230327 |  | 20 | 10 |  | Zone > SIA-ALH (Inventory)
| 230333 - BALLAST - 20 WATTS - LEC 20 | Electrical | Ballast | 230333 |  | 42 | 10 |  | Zone > SIA-ALH (Inventory)
| 230335 - BOX - METAL 4 WAY 3/4" | Electrical | Accessories | 230335 |  | 10 | 3 |  | Zone > SIA-ALH (Inventory)
| 230337 - CAPACITOR - 6UF 230V AC - SHI (CO) | Electrical | Capacitor | 230337 |  | 14 | 5 |  | Zone > SIA-ALH (Inventory)
| 230339 - BOX - PVC 3 WAY 20MM | Electrical | Accessories | 230339 |  | 13 | 3 |  | Zone > SIA-ALH (Inventory)
| 230342 - BREAKER - HBH 15A 1P - MITSUB | Electrical | Circuit Breaker | 230342 |  | 9 | 2 |  | Zone > SIA-ALH (Inventory)
| 230343 - BREAKER - HBH 16A 2P - MITSUB | Electrical | Circuit Breaker | 230343 |  | 10 | 2 |  | Zone > SIA-ALH (Inventory)
| 230344 - BREAKER - HBH 20A 2P - MITSU | Electrical | Circuit Breaker | 230344 |  | 9 | 2 |  | Zone > SIA-ALH (Inventory)
| 230345 - BREAKER - HBH 20A 3P - MITSUB | Electrical | Circuit Breaker | 230345 |  | 7 | 2 |  | Zone > SIA-ALH (Inventory)
| 230346 - BREAKER - HBH 30A 2P - MITSUB | Electrical | Circuit Breaker | 230346 |  | 6 | 2 |  | Zone > SIA-ALH (Inventory)
| 230347 - BREAKER - HBH 30A 3P - MITSUB | Electrical | Circuit Breaker | 230347 |  | 10 | 2 |  | Zone > SIA-ALH (Inventory)
| 230351 - BULB - DULUX EL - WOTAN - 15W | Electrical | Bulb | 230351 |  | 9 | 2 |  | Zone > SIA-ALH (Inventory)
| 230352 - BULB - INDICATOR 24V/3W | Electrical | Bulb | 230352 |  | 58 | 5 |  | Zone > SIA-ALH (Inventory)
| 230358 - BULB - INDICATOR MINIATURE 6 | Electrical | Bulb | 230358 |  | 15 | 3 |  | Zone > SIA-ALH (Inventory)
| 230359 - BULB - MINIATURE 28V 40mA | Electrical | Bulb | 230359 |  | 103 | 5 |  | Zone > SIA-ALH (Inventory)
| 230361 - BULB - SPOT - GE -GE300 PAR 56 | Electrical | Bulb | 230361 |  | 14 | 5 |  | Zone > SIA-ALH (Inventory)
| 230366 - CABLE - PVC INSULATED O.5MM2 | Electrical | Cabling | 230366 |  | 1 | 0 |  | Zone > SIA-ALH (Inventory)
| 230367 - CABLE - PVC INSULATED-1.5MM2 | Electrical | Cabling | 230367 |  | 6 | 1 |  | Zone > SIA-ALH (Inventory)
| 230368 - CAPACITOR - 6UF 230V AC - SHI | Electrical | Capacitor | 230368 |  | 1 | 0 |  | Zone > SIA-ALH (Inventory)
| 230370 - CONNECTION UNIT - WHITE 13A | Electrical | Accessories | 230370 |  | 4 | 1 |  | Zone > SIA-ALH (Inventory)
| 230371 - CONTACTOR - 25A - LC1 D12008 | Electrical | Contactor | 230371 |  | 12 | 1 |  | Zone > SIA-ALH (Inventory)
| 230372 - COUPLER - MALE 35MM | Electrical | Accessories | 230372 |  | 38 | 1 |  | Zone > SIA-ALH (Inventory)
| 230373 - DB - 5WAY - HAGER - MINI G00 5 | Electrical | DB | 230373 |  | 7 | 1 |  | Zone > SIA-ALH (Inventory)
| 230374 - ELBOW - METAL 1""" | Hardware | Building | 230374 |  | 15 | 1 |  | Zone > SIA-ALH (Inventory)
| 230377 - ELCB - 4P100/0.3A - F&G | Electrical | Circuit Breaker | 230377 |  | 3 | 1 |  | Zone > SIA-ALH (Inventory)
| 230378 - FITTING - FLO 2 x 2 | Electrical | Accessories | 230378 |  | 2 | 1 |  | Zone > SIA-ALH (Inventory)
| 230380 - FUSE - 20A -ASTA CERT -BS88 | Electrical | Accessories | 230380 |  | 6 | 1 |  | Zone > SIA-ALH (Inventory)
| 230381 - FUSE - 20A -DORMANSMITH | Electrical | Accessories | 230381 |  | 18 | 1 |  | Zone > SIA-ALH (Inventory)
| 230386 - FUSE - HRC LINK | Electrical | Accessories | 230386 |  | 3 | 1 |  | Zone > SIA-ALH (Inventory)
| 230387 - FUSE - HRC 100A | Electrical | Accessories | 230387 |  | 11 | 1 |  | Zone > SIA-ALH (Inventory)
| 230388 - FUSE - HRC 100A FUSE LINK | Electrical | Accessories | 230388 |  | 7 | 1 |  | Zone > SIA-ALH (Inventory)
| 230391 - FUSE - CARTRIDGE 20A | Electrical | Accessories | 230391 |  | 2 | 1 |  | Zone > SIA-ALH (Inventory)
| 230392 - FUSE - CARTRIDGE 30A | Electrical | Accessories | 230392 |  | 14 | 1 |  | Zone > SIA-ALH (Inventory)
| 230393 - FUSE - CARTRIDGE 32A | Electrical | Accessories | 230393 |  | 7 | 1 |  | Zone > SIA-ALH (Inventory)
| 230394 - FUSE - GLASS 5A | Electrical | Accessories | 230394 |  | 15 | 1 |  | Zone > SIA-ALH (Inventory)
| 230395 - FUSE - GLASS 15A | Electrical | Accessories | 230395 |  | 15 | 1 |  | Zone > SIA-ALH (Inventory)
| 230396 - FUSE - GLASS CARTRIDGE 10A | Electrical | Accessories | 230396 |  | 15 | 1 |  | Zone > SIA-ALH (Inventory)
| 230398 - FUSE - HRC 32A | Electrical | Accessories | 230398 |  | 8 | 1 |  | Zone > SIA-ALH (Inventory)
| 230400 - HEAD - SPRINKLER TYPE D - WOR | Fire | Accessories | 230400 |  | 4 | 1 |  | Zone > SIA-ALH (Inventory)
| 230401 - HEAD - SPRINKLER | Fire | Accessories | 230401 |  | 2 | 1 |  | Zone > SIA-ALH (Inventory)
| 230402 - HEAD - SPRINKLER TYPE M - WOR | Fire | Accessories | 230402 |  | 49 | 10 |  | Zone > SIA-ALH (Inventory)
| 230413 - RING - O | Fire | Accessories | 230413 |  | 43 | 10 |  | Zone > SIA-ALH (Inventory)
| 230414 - RING - O 5" - AMETEK | Fire | Accessories | 230414 |  | 8 | 1 |  | Zone > SIA-ALH (Inventory)
| 230415 - ELEMENT - HEATING 3.6W | Building | Accessories | 230415 |  | 3 | 1 |  | Zone > SIA-ALH (Inventory)
| 230416 - ELEMENT - HEATING 1.5 KW | Building | Accessories | 230416 |  | 9 | 1 |  | Zone > SIA-ALH (Inventory)
| 230417 - ELEMENT - HEATING 2.4KW | Building | Accessories | 230417 |  | 7 | 1 |  | Zone > SIA-ALH (Inventory)
| 230419 - STEM - TAP T14 | Building | Accessories | 230419 |  | 1 | 1 |  | Zone > SIA-ALH (Inventory)
| 230420 - BONNET - TAP T15 | Building | Accessories | 230420 |  | 1 | 1 |  | Zone > SIA-ALH (Inventory)
| 230421 - HANDLES - TAP T12 | Building | Accessories | 230421 |  | 4 | 1 |  | Zone > SIA-ALH (Inventory)
| 230422 - TESTER - SMOKE DETECTOR | Fire | Detector | 230422 |  | 1 | 1 |  | Zone > SIA-ALH (Inventory)
| 230423 - HELMET - SAFETY | Building | Accessories | 230423 |  | 2 | 1 |  | Zone > SIA-ALH (Inventory)
| 235009 - FUSE PULLER, SAFE T-GRIP | Electrical | Accessories | 235009 |  | 2 | 1 |  | Zone > SIA-ALH (Inventory)
| 235013 - SOCKET, 13A SINGLE-CLIPSAL E15 | Electrical | Accessories | 235013 |  | 7 | 1 |  | Zone > SIA-ALH (Inventory)
| 235015 - SWITCH, SINGLE GANG FLUSH-CLI | Electrical | Switch | 235015 |  | 3 | 1 |  | Zone > SIA-ALH (Inventory)
| ABLE - PVC 2.5MM BLACK | NIL | NIL | 200064 |  | 0 | 10 |  | Zone > SIA-ALH (Inventory)
| ACTUATOR - MOTORISED - ALCON | NIL | NIL | 200507 |  | 0 | 10 |  | Zone > SIA-ALH (Inventory)
| ADAPTOR -METAL 1""x1""C/W | NIL | NIL | 200000 |  | 23 | 10 |  | Zone > SIA-ALH (Inventory)
| ADAPTOR - METAL 3/4"x3/4" | NIL | NIL | 200000 |  | 16 | 10 |  | Zone > SIA-ALH (Inventory)
| ASSEMBLY - TAP | NIL | NIL | 200536 |  | 0 | 10 |  | Zone > SIA-ALH (Inventory)
| BALLAST - 40 WATTS - LEC 40 | NIL | NIL | 200004 |  | 125 | 10 |  | Zone > SIA-ALH (Inventory)
| Ballast-Electronic T5-VS 2x 1 | NIL | NIL | 202542 |  | 14 | 10 |  | Zone > SIA-ALH (Inventory)
| Ballast-Electronic T5-VS 2x 14,21,28,35W | Electrical | Fast Moving | 202542 |  | 22 | 10 |  | Zone > SIA-ALH (Inventory)
| Ballast-Electronic T5-VS 3x 1 | NIL | NIL | 202540 |  | 11 | 10 |  | Zone > SIA-ALH (Inventory)
| Ballast-Electronic T5-VS 3x 14W, 4x 14W | Electrical | Fast Moving | 202540 |  | 32 | 20 |  | Zone > SIA-ALH (Inventory)
| BALLAST - SODIUM 70W | NIL | NIL | 200014 |  | 0 | 10 |  | Zone > SIA-ALH (Inventory)
| BEARING - SKF - 6208-2Z/Q66 | NIL | NIL | 230040 |  | 0 | 10 |  | Zone > SIA-ALH (Inventory)
| BEARING - SKF - 6308-2Z/Q66 | NIL | NIL | 230042 |  | 0 | 10 |  | Zone > SIA-ALH (Inventory)
| BEARING - SKF - 6309-2Z/Q66 | NIL | NIL | 230043 |  | 0 | 10 |  | Zone > SIA-ALH (Inventory)
| BELT - VEE - MITSUBOSHI - C70 | NIL | NIL | 200366 |  | 2 | 10 |  | Zone > SIA-ALH (Inventory)
| BELT - VEE - MITSUBOSHI - C73 | NIL | NIL | 200383 |  | 2 | 10 |  | Zone > SIA-ALH (Inventory)
| BELT - VEE - MITSUBOSHI - SPA | NIL | NIL | 200398 |  | 0 | 10 |  | Zone > SIA-ALH (Inventory)
| BELT - VEE - MITSUBOSHI - SPA | NIL | NIL | 200393 |  | 0 | 10 |  | Zone > SIA-ALH (Inventory)
| BELT - VEE - MITSUBOSHI - SPA | NIL | NIL | 200394 |  | 3 | 10 |  | Zone > SIA-ALH (Inventory)
| BELT - VEE - MITSUBOSHI - SPA | NIL | NIL | 200397 |  | 0 | 10 |  | Zone > SIA-ALH (Inventory)
| BELT - VEE - MITSUBOSHI - SPZ | NIL | NIL | 200399 |  | 0 | 10 |  | Zone > SIA-ALH (Inventory)
| BIDET SPRAY SET | NIL | NIL | 202570 |  | 17 | 10 |  | Zone > SIA-ALH (Inventory)
| BOTTLETRAP - CP 1 1/4"" - GH | Hardware | Sanitary | 200548 |  | 12 | 3 |  | Zone > SIA-ALH (Inventory)
| BOX - METAL TEE 1" INSPECTI | NIL | NIL | 230339 |  | 14 | 10 |  | Zone > SIA-ALH (Inventory)
| BOX - METAL TEE 1" INSPECTION (CO) | NIL | NIL | 230336 |  | 2 | 10 |  | Zone > SIA-ALH (Inventory)
| BOX - MOULDED PVC 1G SURFACE | NIL | NIL | 200023 |  | 0 | 10 |  | Zone > SIA-ALH (Inventory)
| BULB - 18W/41-827 - OSRAM - G | NIL | NIL | 201408 |  | 34 | 10 |  | Zone > SIA-ALH (Inventory)
| BULB - 1000W E40 - MOGUL | NIL | NIL | 200028 |  | 0 | 10 |  | Zone > SIA-ALH (Inventory)
| BULB - HALOGEN 12V 20W - OSRAM | NIL | NIL | 200033 |  | 0 | 10 |  | Zone > SIA-ALH (Inventory)
| BULB - INDICATOR 6.3V 1W S | NIL | NIL | 200034 |  | 0 | 10 |  | Zone > SIA-ALH (Inventory)
| BULB - SODIUM 70W E27 - PHILI | NIL | NIL | 200046 |  | 0 | 10 |  | Zone > SIA-ALH (Inventory)
| BULB - TUNGSTEN 55W - KRYPTON | NIL | NIL | 200050 |  | 0 | 10 |  | Zone > SIA-ALH (Inventory)
| BUTT HINGE SS FUJI 5353-4BB/1 | NIL | NIL | 201371 |  | 1 | 10 |  | Zone > SIA-ALH (Inventory)
| C/BOARD - T/TONE SANERRA - #5 | NIL | NIL | 200553 |  | 376 | 10 |  | Zone > SIA-ALH (Inventory)
| CABLE - FR 3 CORE 2.5MM2 - RA | NIL | NIL | 200058 |  | 0 | 10 |  | Zone > SIA-ALH (Inventory)
| CABLE - PVC 0.5MM RED | NIL | NIL | 200059 |  | 0 | 10 |  | Zone > SIA-ALH (Inventory)
| CABLE - PVC 1.5MM BLACK | NIL | NIL | 200060 |  | 0 | 10 |  | Zone > SIA-ALH (Inventory)
| CABLE - PVC 2..5MM RED | NIL | NIL | 200063 |  | 0 | 10 |  | Zone > SIA-ALH (Inventory)
| CABLE - PVC 2.5MM GREEN/YELLOW | NIL | NIL | 200065 |  | 0 | 10 |  | Zone > SIA-ALH (Inventory)
| CABLE - PVC FLEXIBLE 3 CORE - | NIL | NIL | 200066 |  | 0 | 10 |  | Zone > SIA-ALH (Inventory)
| CABLE - PVC FLEXIBLE 3 CORE - (CO) | NIL | NIL | 200067 |  | 1 | 10 |  | Zone > SIA-ALH (Inventory)
| CABLE - PVC INSULATED 2.5MM2 | NIL | NIL | 230365 |  | 0 | 10 |  | Zone > SIA-ALH (Inventory)
| CABLE - PVC INSULATED 2.5MM2 | NIL | NIL | 230364 |  | 0 | 10 |  | Zone > SIA-ALH (Inventory)
| CABLE - PVC SINGLE STRAND | NIL | NIL | 200068 |  | 0 | 10 |  | Zone > SIA-ALH (Inventory)
| CLOSER,DOOR NHN 183P-CB | NIL | NIL | 201383 |  | 0 | 10 |  | Zone > SIA-ALH (Inventory)
| CLOSER,DOOR NHN 1083-CB-F/RASPAHPPTY SI | NIL | NIL | 201379 |  | 0 | 10 |  | Zone > SIA-ALH (Inventory)
| CLOSER,DOOR NHN 1083-F/R | NIL | NIL | 201378 |  | 0 | 10 |  | Zone > SIA-ALH (Inventory)
| CONDUIT - METAL 3/4" | NIL | NIL | 200075 |  | 25 | 10 |  | Zone > SIA-ALH (Inventory)
| CONDUIT - PVC FLEXIBLE 20MM | NIL | NIL | 200077 |  | 0 | 10 |  | Zone > SIA-ALH (Inventory)
| CONTACTOR - MAGNETIC COIL - H | NIL | NIL | 200084 |  | 0 | 10 |  | Zone > SIA-ALH (Inventory)
| COUPLER - C/M 1/2" x 3/4"SPAHPPTY SI | NIL | NIL | 200566 |  | 0 | 10 |  | Zone > SIA-ALH (Inventory)
| DETECTOR - IR FLAME (DET-TRON | NIL | NIL | 202382 |  | 1 | 10 |  | Zone > SIA-ALH (Inventory)
| DIFFUSER - ACRYLIC 1x4FT - | NIL | NIL | 200087 |  | 7 | 10 |  | Zone > SIA-ALH (Inventory)
| DIFFUSER - ACRYLIC 1x 40W - | NIL | NIL | 200091 |  | 0 | 10 |  | Zone > SIA-ALH (Inventory)
| DIFFUSER - ACRYLIC 2 x 2 (LIF | NIL | NIL | 200092 |  | 5 | 10 |  | Zone > SIA-ALH (Inventory)
| DIFFUSER - ACRYLIC 2x40W - D | NIL | NIL | 201414 |  | 8 | 10 |  | Zone > SIA-ALH (Inventory)
| DIFFUSER - ACRYLIC 1165x560x | NIL | NIL | 201413 |  | 242 | 10 |  | Zone > SIA-ALH (Inventory)
| DIFFUSER - ACRYLIC 1192x592x | NIL | NIL | 201412 |  | 81 | 10 |  | Zone > SIA-ALH (Inventory)
| DIFFUSER - ACRYLIC 1220x120x6 | NIL | NIL | 200090 |  | 0 | 10 |  | Zone > SIA-ALH (Inventory)
| DIFFUSER - ACRYLIC 1223x120x | NIL | NIL | 200088 |  | 0 | 10 |  | Zone > SIA-ALH (Inventory)
| DIFFUSER - ACRYLIC 1228x120x | NIL | NIL | 200089 |  | 21 | 10 |  | Zone > SIA-ALH (Inventory)
| DIFFUSER - ACRYLIC PRISMATIC | NIL | NIL | 200097 |  | 17 | 10 |  | Zone > SIA-ALH (Inventory)
| DIFFUSER - PRISMATIC 2 x 36W | NIL | NIL | 200098 |  | 1 | 10 |  | Zone > SIA-ALH (Inventory)
| DISPENSER - HOT WATER - IDEAL | NIL | NIL | 200518 |  | 0 | 10 |  | Zone > SIA-ALH (Inventory)
| DISPENSER - HOT WATER - IDEAL | NIL | NIL | 200517 |  | 0 | 10 |  | Zone > SIA-ALH (Inventory)
| DOOR CLOSER - DORMA - T-73 | NIL | NIL | 200570 |  | 3 | 10 |  | Zone > SIA-ALH (Inventory)
| ELBOW - UPVC 1 1/2""x90 | NIL | NIL | 299579 |  | 17 | 10 |  | Zone > SIA-ALH (Inventory)
| EXTINGUISHER - CO2 - HART | NIL | NIL | 230409 |  | 0 | 10 |  | Zone > SIA-ALH (Inventory)
| EXTINGUISHER - CO2 2.2KG - Y | NIL | NIL | 230410 |  | 0 | 10 |  | Zone > SIA-ALH (Inventory)
| EXTINGUISHER -CO2 2.3KG - WO | NIL | NIL | 230412 |  | 1 | 10 |  | Zone > SIA-ALH (Inventory)
| EXTINGUISHER - DRY POWDER 4.5 | NIL | NIL | 200506 |  | 2 | 10 |  | Zone > SIA-ALH (Inventory)
| EXTINGUISHER - DRY POWDER 20/ | NIL | NIL | 230411 |  | 13 | 10 |  | Zone > SIA-ALH (Inventory)
| FILTER - 5 MICRON CARBON WATE | NIL | NIL | 200512 |  | 45 | 10 |  | Zone > SIA-ALH (Inventory)
| FILTER - DRIER 3/8 SAE FLARE | NIL | NIL | 200412 |  | 0 | 10 |  | Zone > SIA-ALH (Inventory)
| Filter -Post-Carbon filter-FL | NIL | NIL | 202517 |  | 0 | 10 |  | Zone > SIA-ALH (Inventory)
| Filter -Pre-Carbon filter-FL0 | NIL | NIL | 202516 |  | 0 | 10 |  | Zone > SIA-ALH (Inventory)
| FILTER - SECONDARY HIGH EFFIC | NIL | NIL | 200415 |  | 0 | 10 |  | Zone > SIA-ALH (Inventory)
| Filter -UR Membrane-FL0412UF | NIL | NIL | 202518 |  | 0 | 10 |  | Zone > SIA-ALH (Inventory)
| FILTER - WATER 5" - AMETEK | NIL | NIL | 200514 |  | 6 | 10 |  | Zone > SIA-ALH (Inventory)
| FITTING - 2 x 40W - DAIKON - | NIL | NIL | 200114 |  | 2 | 10 |  | Zone > SIA-ALH (Inventory)
| GAUGE - PRESSURE - 5BSP | NIL | NIL | 230405 |  | 4 | 10 |  | Zone > SIA-ALH (Inventory)
| GAUGE - PRESSURE - KOBAYASHI | NIL | NIL | 200499 |  | 0 | 10 |  | Zone > SIA-ALH (Inventory)
| GRATING - SINK WASTE 1 1/2" | Hardware | Building | 200602 |  | 16 | 5 |  | Zone > SIA-ALH (Inventory)
| HOLDER - BRASS 1/2" URINALSPAHPPTY SI | NIL | NIL | 230110 |  | 0 | 10 |  | Zone > SIA-ALH (Inventory)
| Honeywell Prefilters P/N 2022 | NIL | NIL | 202303 |  | 0 | 10 |  | Zone > SIA-ALH (Inventory)
| HOSE - SS FLEXIBLE 6" | NIL | NIL | 230111 |  | 0 | 10 |  | Zone > SIA-ALH (Inventory)
| INSULATION - FLAT SHEET 3/8 | NIL | NIL | 230058 |  | 0 | 10 |  | Zone > SIA-ALH (Inventory)
| INSULATION-TUBE 1/2"IDx3/8"TH | NIL | NIL | 200419 |  | 0 | 10 |  | Zone > SIA-ALH (Inventory)
| INSULATION-TUBE 5/8IDx3/8"T | NIL | NIL | 200422 |  | 0 | 10 |  | Zone > SIA-ALH (Inventory)
| INSULATION-TUBING 3/4"IDx3/8" | NIL | NIL | 200420 |  | 4 | 10 |  | Zone > SIA-ALH (Inventory)
| INSULATION - TUBING 37/8"IDSPAHPPTY SI | NIL | NIL | 200421 |  | 0 | 10 |  | Zone > SIA-ALH (Inventory)
| LAMP - 26W/41-827 DULUX-D - O | NIL | NIL | 200155 |  | 296 | 10 |  | Zone > SIA-ALH (Inventory)
| LAMP - EXIT - READYLIGHT - SC | NIL | NIL | 200159 |  | 3 | 10 |  | Zone > SIA-ALH (Inventory)
| LAMP - EXIT HITACHI 8W - F8T | NIL | NIL | 200160 |  | 49 | 10 |  | Zone > SIA-ALH (Inventory)
| LAMP-INDICATOR 28V40mA | NIL | NIL | 230010 |  | 0 | 10 |  | Zone > SIA-ALH (Inventory)
| LAMP - MULTI METAL 360W - NH3 | NIL | NIL | 230007 |  | 57 | 10 |  | Zone > SIA-ALH (Inventory)
| LAMP - PL 26W/21 COOL WHITE - | NIL | NIL | 200170 |  | 69 | 10 |  | Zone > SIA-ALH (Inventory)
| LAMP - PLC DULUX-D DAYLIGHT 1 | NIL | NIL | 200174 |  | 30 | 10 |  | Zone > SIA-ALH (Inventory)
| LAMP ENERGY SAVING SPIRAL 8W | NIL | NIL | 202420 |  | 12 | 10 |  | Zone > SIA-ALH (Inventory)
| LOCK - SSG25-60 UA-US32D-45W | NIL | NIL | 200619 |  | 1 | 10 |  | Zone > SIA-ALH (Inventory)
| MOTOR 415/3P/50, 18.5 KW , T | NIL | NIL | 201364 |  | 0 | 0 |  | Zone > SIA-ALH (Inventory)
| PIPE - COPPER 1 1/2"" x | NIL | NIL | 200544 |  | 9 | 10 |  | Zone > SIA-ALH (Inventory)
| PUMP-SUBMERSIBLE-CF 3067 HT 2 | NIL | NIL | 200487 |  | 0 | 10 |  | Zone > SIA-ALH (Inventory)
| PUMP - SUBMERSIBLE - DF 5 FP | NIL | NIL | 200488 |  | 0 | 10 |  | Zone > SIA-ALH (Inventory)
| PUMP - SUBMERSIBLE - EBARA | NIL | NIL | 200492 |  | 0 | 10 |  | Zone > SIA-ALH (Inventory)
| PUMP - SUBMERSIBLE - U 2052.1 | NIL | NIL | 200486 |  | 0 | 10 |  | Zone > SIA-ALH (Inventory)
| REGULATOR - LEVEL - ENM10 | NIL | NIL | 200491 |  | 0 | 10 |  | Zone > SIA-ALH (Inventory)
| REGULATOR - PRIM - 61313 | NIL | NIL | 200531 |  | 0 | 10 |  | Zone > SIA-ALH (Inventory)
| RUBBER CONE - 1 1/2"" LOW | NIL | NIL | 206051 |  | 13 | 10 |  | Zone > SIA-ALH (Inventory)
| SEAT - RUBBER 2" | NIL | NIL | 200509 |  | 0 | 10 |  | Zone > SIA-ALH (Inventory)
| SMM002 - MOTION SENSOR EE805A (NEW MODEL) | Electrical | Sensor | SMM002 |  | 4 | 1 | 2021-02-19 | Zone > SIA-ALH (Inventory)
| SMM003 - ELECTRONIC BALLAST 1-2X14W-28W TL5 | Electrical | Ballast | SMM003 |  | 16 | 5 | 2021-06-08 | Zone > SIA-ALH (Inventory)
| SMM004 - PHILIPS LED T5 COREPRO 16W/865 | Electrical | Lamp | SMM004 |  | 16 | 5 | 2021-03-10 | Zone > SIA-ALH (Inventory)
| SMM005 - T5 4FT 1X28W FITTING | Electrical | Accessories | SMM005 |  | 5 | 1 | 2021-03-11 | Zone > SIA-ALH (Inventory)
| SMM006 - T5 4FT 2X28W FITTING | Electrical | Accessories | SMM006 |  | 4 | 1 | 2021-03-11 | Zone > SIA-ALH (Inventory)
| SMM007 - TLD 4FT 1X36W FITTING | Electrical | Accessories | SMM007 |  | 2 | 1 | 2021-03-11 | Zone > SIA-ALH (Inventory)
| SMM008 - TLD 4FT 2X36W FITTING | Electrical | Accessories | SMM008 |  | 4 | 1 | 2021-03-11 | Zone > SIA-ALH (Inventory)
| SMM009 - 4FT 18W/20W LED TUBES | Electrical | Lamp | SMM009 |  | 8 | 3 | 2021-03-11 | Zone > SIA-ALH (Inventory)
| SMM010 - DOUBLE ACTION SPRING HINGE SS201 | Hardware | Building | SMM010 |  | 2 | 1 | 2021-03-19 | Zone > SIA-ALH (Inventory)
| SMM011 - 1-2X36W/1-4X18W ELECTRONIC BALLAST | Electrical | Ballast | SMM011 |  | 42 | 3 | 2021-03-31 | Zone > SIA-ALH (Inventory)
| SMM012 - 18W PLC BALLAST | Electrical | Ballast | SMM012 |  | 8 | 3 | 2021-03-31 | Zone > SIA-ALH (Inventory)
| SMM013 - PUSH THRU HOLDER T5 | Electrical | Accessories | SMM013 |  | 230 | 20 | 2021-03-31 | Zone > SIA-ALH (Inventory)
| SMM014 - OSRAM DULUX 10W/41-827 FLUO LAMP | Electrical | Lamp | SMM014 |  | 56 | 5 | 2021-03-31 | Zone > SIA-ALH (Inventory)
| SMM015 - ABLOY PL321B50 PADLOCK WITH INDIVIDUAL KEYS | Hardware | Building | SMM015 |  | 1 | 1 | 2021-04-09 | Zone > SIA-ALH (Inventory)
| SMM016 - MAXSPID LED LIGHT FITTINGS RECESSED MOUNT SLIM | Electrical | Accessories | SMM016 |  | 8 | 3 | 2021-04-23 | Zone > SIA-ALH (Inventory)
| SMM017 - LAMP PL 26W/21 2 PINS COOL WHITE - OSRAM | Electrical | Lamp | SMM017 |  | 196 | 50 | 2021-01-29 | Zone > SIA-ALH (Inventory)
| SMM018 - 3" HOSE CLIP | Hardware | Building | SMM018 |  | 8 | 3 | 2021-05-19 | Zone > SIA-ALH (Inventory)
| SMM019 - 4" HOSE CLIP | Hardware | Building | SMM019 |  | 9 | 3 | 2021-05-19 | Zone > SIA-ALH (Inventory)
| SMM020 - 5" HOSE CLIP | Hardware | Building | SMM020 |  | 10 | 3 | 2021-05-19 | Zone > SIA-ALH (Inventory)
| SMM021 - 12V 20AMP POWER SUPPLY | Electrical | Accessories | SMM021 |  | 3 | 1 | 2021-06-10 | Zone > SIA-ALH (Inventory)
| SMM022 - DOOR HINGE SS 3.5" X 5" | Hardware | Building | SMM022 |  | 9 | 3 | 2021-06-10 | Zone > SIA-ALH (Inventory)
| SMM023 - BANDO A43 V BELT | ACMV | Belt | SMM023 |  | 0 | 0 | 2021-06-10 | Zone > SIA-ALH (Inventory)
| SMM024 - TOTO TH485 ES U5 LEVER HANDLE | Hardware | Sanitary | SMM024 |  | 2 | 2 | 2021-06-16 | Zone > SIA-ALH (Inventory)
| SMM025 - TOTO S1015 (HOT) CARTRIDGE | Hardware | Sanitary | SMM025 |  | 6 | 3 | 2021-06-21 | Zone > SIA-ALH (Inventory)
| SMM026 - MK S8874 WHI 4G 2W SWITCH | Electrical | Switch | SMM026 |  | 9 | 3 | 2021-06-22 | Zone > SIA-ALH (Inventory)
| SMM027 - MOELLER X POLE PPIM 80A 2P RCCB 300MA | Electrical | Circuit Breaker | SMM027 |  | 0 | 0 | 2021-07-05 | Zone > SIA-ALH (Inventory)
| SMM028 - ABB S203M 3 POLE 63A TYPE C | Electrical | Circuit Breaker | SMM028 |  | 0 | 0 | 2021-07-08 | Zone > SIA-ALH (Inventory)
| SMM029 - HAGER CF263B DP 0.3A RCCB | Electrical | Circuit Breaker | SMM029 |  | 2 | 0 | 2021-07-08 | Zone > SIA-ALH (Inventory)
| SMM030 - PHILIPS TL5 ESSENTIAL 14W/865 COOL DAYLIGHT FLUO LAMP | Electrical | Lamp | SMM030 |  | 200 | 30 | 2021-07-08 | Zone > SIA-ALH (Inventory)
| SMM031 - MFG FP003 (TV150B) PISTON (15003M5) | Hardware | Sanitary | SMM031 |  | 4 | 3 | 2021-07-01 | Zone > SIA-ALH (Inventory)
| SMM032 - PHILIPS T8 14W/865 6500K G13Q 50KHR 2100LM | Electrical | Lamp | SMM032 |  | 10 | 2 | 2021-08-10 | Zone > SIA-ALH (Inventory)
| SMM033 - HAGER ESC 225 25A 2POLE CONTACTOR | Electrical | Circuit Breaker | SMM033 |  | 4 | 2 | 2021-08-10 | Zone > SIA-ALH (Inventory)
| SMM034 - TOYOSTAR 6" 14W ROUND 4000K DOWNLIGHT | Electrical | Bulb | SMM034 |  | 5 | 1 |  | Zone > SIA-ALH (Inventory)
| SMM035 - OSRAM HQI/E 250W/D E40 METAL HALIDE LAMP | Electrical | Lamp | SMM035 |  | 10 | 1 |  | Zone > SIA-ALH (Inventory)
| SMM036 - 2" 213 WHITE PVC PIPE 3M | Building | Plumbing | SMM036 |  | 9 | 2 | 2021-10-01 | Zone > SIA-ALH (Inventory) | PO#2000033434
| SMM037 - TOTO SHOWER HANDLE | Hardware | Sanitary | SMM037 |  | 3 | 1 | 2021-10-13 | Zone > SIA-ALH (Inventory) | PO#2000033774
| SMM038 - TOTO SHOWER HANDLE CARTRIDGE | Hardware | Sanitary | SMM038 |  | 3 | 1 | 2021-10-13 | Zone > SIA-ALH (Inventory) | PO#2000033774
| SMM039 - S/S HALF MOON DOOR STOPPER | Building | Accessories | SMM039 |  | 19 | 3 |  | Zone > SIA-ALH (Inventory) | PO 2000033694
| SMM040 - MK BIG ROCKER 1G SWITCH | Electrical | Switch | SMM040 |  | 9 | 3 |  | Zone > SIA-ALH (Inventory)
| SMM041 - 1/4" X 1/2 FEMALE ADAPTOR | Accessories | Dispenser | SMM041 |  | 14 | 3 |  | Zone > SIA-ALH (Inventory) | TRANSFER FROM H3 AS STCCKS
| SMM042 - 13AMP 3 PIN PLUG | Electrical | Plug | SMM042 |  | 9 | 3 |  | Zone > SIA-ALH (Inventory) | PO 2000034430
| SMM043 - AWS METRIX B158 WALL MOUNT DELAY ACTION TAP | Hardware | Sanitary | SMM043 |  | 6 | 2 |  | Zone > SIA-ALH (Inventory) | PO 2000034430
| SMM044 - ATENA DOOR CLOSER CONCEAL 453 LEFT/RIGHT | Hardware | Building | SMM044 |  | 10 | 3 |  | Zone > SIA-ALH (Inventory) | PO#2000034688
| SMM045 - 8' FLUSH BOLT (DOOR) | Hardware | Building | SMM045 |  | 20 | 5 |  | Zone > SIA-ALH (Inventory) | PO#2000034133
| SMM046 - 300X600MM TILES | Building | Flooring | SMM046 |  | 174 | 30 |  | Zone > SIA-ALH (Inventory)
| SMM047 - URINAL PISTON VALVE | Hardware | Sanitary | SMM047 |  | 5 | 3 |  | Zone > SIA-ALH (Inventory)
| SMM048 - PNE TTH311EMERGENCY UFO LIGHT LED | Electrical | Sensor | SMM048 |  | 10 | 2 |  | Zone > SIA-ALH (Inventory)
| SMM049 - CP DOOR HANDLE | Hardware | Building | SMM049 |  | 9 | 2 |  | Zone > SIA-ALH (Inventory)
| SMMOO1 - RCCB, 4P, 63A, 100MA, 415V | Electrical | Circuit Breaker | SMM001 |  | 2 | 0 | 2021-03-22 | Zone > SIA-ALH (Inventory)
| SOCKET, 13A SINGLE METAL CLAD | NIL | NIL | 235012 |  | 0 | 10 |  | Zone > SIA-ALH (Inventory)
| SOCKET- 1G ALM ROUND PIN 15A- | NIL | NIL | 230338 |  | 0 | 10 |  | Zone > SIA-ALH (Inventory)
| SOCKET - STEEL CONDUIT 3/4" | NIL | NIL | 200037 |  | 114 | 10 |  | Zone > SIA-ALH (Inventory)
| SPRING - TAP - T11 | NIL | NIL | 200535 |  | 0 | 10 |  | Zone > SIA-ALH (Inventory)
| STARTER - FLO 4-22W - PHILIPS | NIL | NIL | 200242 |  | 81 | 10 |  | Zone > SIA-ALH (Inventory)
| STARTER - FLO 4-22W - PHILIPS - S2 | Electrical | Fast Moving | 200242 |  | 348 | 100 |  | Zone > SIA-ALH (Inventory)
| STARTER - FLO 36W/40 - OSRAM | NIL | NIL | 200241 |  | 137 | 100 |  | Zone > SIA-ALH (Inventory)
| STARTER PHILIP S10 | NIL | NIL | 201338 |  | 0 | 10 |  | Zone > SIA-ALH (Inventory)
| STOPCOCK - 1/2" F/F CR | NIL | NIL | 200671 |  | 0 | 10 |  | Zone > SIA-ALH (Inventory)
| STOPPER,DOOR HAFELE GLASS" | NIL | NIL | 201381 |  | 0 | 10 |  | Zone > SIA-ALH (Inventory)
| STOP VAVLE - SHOWER ROBINET - | NIL | NIL | 200668 |  | 0 | 10 |  | Zone > SIA-ALH (Inventory)
| SWITCH, SURFACE METAL CLAD-CL | NIL | NIL | 235016 |  | 0 | 10 |  | Zone > SIA-ALH (Inventory)
| SWITCH - FLOAT - SJE 100592 | NIL | NIL | 200490 |  | 0 | 10 |  | Zone > SIA-ALH (Inventory)
| SWITCH - PRESSURE-SAGLNOMIYA | NIL | NIL | 200521 |  | 0 | 10 |  | Zone > SIA-ALH (Inventory)
| TAP - HOT WATER URN - T9 | NIL | NIL | 200534 |  | 0 | 10 |  | Zone > SIA-ALH (Inventory)
| TAP - PRESTO | NIL | NIL | 230418 |  | 0 | 10 |  | Zone > SIA-ALH (Inventory)
| Tile-Balmoral 300mm x 600mm | NIL | NIL | 235052 |  | 285 | 10 |  | Zone > SIA-ALH (Inventory)
| Tile-Botticino Royale 300mm x | NIL | NIL | 235053 |  | 434 | 10 |  | Zone > SIA-ALH (Inventory)
| Tile-Crystal White 300mm x 60 | NIL | NIL | 235054 |  | 34 | 10 |  | Zone > SIA-ALH (Inventory)
| Tile-Fashion Pink 300mm x 600 | NIL | NIL | 235055 |  | 6 | 10 |  | Zone > SIA-ALH (Inventory)
| Tile-Indoor Black 300mm x 600 | NIL | NIL | 235050 |  | 20 | 10 |  | Zone > SIA-ALH (Inventory)
| Tile-Indoor Grey 300mm x 600mm | NIL | NIL | 235051 |  | 223 | 10 |  | Zone > SIA-ALH (Inventory)
| Tile-P Dorata Sand 600mm x 60 | NIL | NIL | 235057 |  | 12 | 10 |  | Zone > SIA-ALH (Inventory)
| Tile-PE-0601 600mm x 600mm | NIL | NIL | 235056 |  | 4 | 10 |  | Zone > SIA-ALH (Inventory)
| Tiles carpet-Chenille Warp Me | NIL | NIL | 235059 |  | 201 | 10 |  | Zone > SIA-ALH (Inventory)
| Tiles carpet-Equilibrium, Ful | NIL | NIL | 235060 |  | 12 | 10 |  | Zone > SIA-ALH (Inventory)
| Tiles carpet-Swing, Sway (Cod | NIL | NIL | 235061 |  | 80 | 10 |  | Zone > SIA-ALH (Inventory)
| Tiles carpet-Threads, Knit (c | NIL | NIL | 235058 |  | 133 | 10 |  | Zone > SIA-ALH (Inventory)
| TUBE - DAYLIGHT 2FT - L18W/10 | NIL | NIL | 200274 |  | 63 | 10 |  | Zone > SIA-ALH (Inventory)
| TUBE - DAYLIGHT 4FT - L36W/10 | NIL | NIL | 200276 |  | 307 | 10 |  | Zone > SIA-ALH (Inventory)
| TUBE - DAYLIGHT 4FT - L36W/10 | Electrical | Fast Moving | 200276 |  | 576 | 200 | 2021-05-31 | Zone > SIA-ALH (Inventory)
| Tube - TL5 14W/840 HE Cool Wh | NIL | NIL | 202543 |  | 109 | 10 |  | Zone > SIA-ALH (Inventory)
| Tube - TL5 14W/840 HE Cool White 2 FT | Electrical | Fast Moving | 202543 |  | 197 | 100 |  | Zone > SIA-ALH (Inventory)
| Tube - TL5 28W/840 HE Cool Wh | NIL | NIL | 202544 |  | 45 | 10 |  | Zone > SIA-ALH (Inventory)
| Tube - TL5 28W/865 ESS Day Li | NIL | NIL | 202581 |  | 144 | 50 |  | Zone > SIA-ALH (Inventory)
| Tube - TL5 28W/865 ESS Day Light 4FT | Electrical | Fast Moving | 202581 |  | 302 | 100 |  | Zone > SIA-ALH (Inventory)
| Tube - TL5 ESS 14W/830 warm White FL-2ft | Electrical | Fast Moving | 202455 |  | 387 | 100 |  | Zone > SIA-ALH (Inventory)
| Tube - TL5 ESS 28W/830 warm W | NIL | NIL | 202446 |  | 118 | 10 |  | Zone > SIA-ALH (Inventory)
| TUBE - WARM WHITE 4FT- L36W/30 | Electrical | Fast Moving | 200285 |  | 196 | 200 |  | Zone > SIA-ALH (Inventory)
| TUBE - WARM WHITE 4FT- L36W/30 | NIL | NIL | 200285 |  | 375 | 10 |  | Zone > SIA-ALH (Inventory)
| TUBE OSRAM 10W EXIT LIGHT | NIL | NIL | 201341 |  | 0 | 10 |  | Zone > SIA-ALH (Inventory)
| VALVE - CONTROL 3"" - 05969 | NIL | NIL | 230407 |  | 1 | 10 |  | Zone > SIA-ALH (Inventory)
| VALVE - CONTROL 6" - 05973SPAHPPTY SI | NIL | NIL | 230406 |  | 1 | 10 |  | Zone > SIA-ALH (Inventory)
| Valve - Gate 8" OS & Y | NIL | NIL | 202435 |  | 1 | 10 |  | Zone > SIA-ALH (Inventory)
| Valve - Gate 12" OS & Y | NIL | NIL | 202434 |  | 1 | 10 |  | Zone > SIA-ALH (Inventory)
| VALVE-RELEASE TV150CM3 W CONN | NIL | NIL | 202560 |  | 0 | 10 |  | Zone > SIA-ALH (Inventory)
| VALVE-RELEASE TV150CM3 W CONNECTOR | Hardware | Sanitary | 202560 |  | 5 | 3 |  | Zone > SIA-ALH (Inventory)
| WHEEL - CASTER MOTOR MOUNTING | NIL | NIL | 230408 |  | 9 | 10 |  | Zone > SIA-ALH (Inventory)